## Guide
This spreadsheet contains the results of a PV potential siting survey performed by the Clean Coaltion
The spreadsheet is organized by worksheets as follows.
Guide | This worksheet.
PV_Summary | Summary tables of the Data worksheet with breakdowns of the data by different groupings.
ICA_Summary | Summary table of Integration Capacity Analysis data from SDG&E regarding closest or best feeder for interconnection consideration.
Data | The actual data table used to generate the kml file for Google Earth.
This page is set up to filter the data in whatever way the user selects.
The first row on the page has a quick explanation of the data in that column.
A more detailed explanation is found in the hover tooltip (indicated by red triangles in upper right corner of cell) on row 2. If the lower portion of the tooltip is truncated, just scroll the data portion upward until row 3 is directly after row 2, or hit (crtl)+(Home).
Definitions | Not for casual editing. Contains dynamic name ranges that are key to all summary calculations. Don't touch.
Ratings | Tables of AC W/sqft assignments by structure type and High-Medium-Low power density potential assessments.
Also has URL paths for the icons used in the kml files.

## PV_Summary
San Diego
Solar Siting Survey
|  | Annual Production: |  |  | 1904 | kWhac/kWac PV/yr (from PVWatts). Note this for AC where system losses have been factored in. For kWp, which is DC before losses, it will be a lower value of about 1630 kWhac/kWp pV/yr.
| N | North: |  |  | #VALUE! | kWhac/yr
| S | South: |  |  | #VALUE! | kWhac/yr
|  | Total: |  |  | #VALUE! | kWhac/yr | [5 empty] | % of survey: | #VALUE! |  | #VALUE! |  | #VALUE! |  | #VALUE! |  | #VALUE! |  | #VALUE!
|  |  | Summary by Structures | [8 empty] | Summary by Structure Types
|  |  | Count | Count | kW_Total | PV W_AC >= | 1000000 | > and >= | 500000 | Less than | 500000 | Roof_Flat | kW_Total | Pkg_Lot | kW_Total | Pkg_Garage | kW_Total | Roof_Angled | kW_Total | Water | kW_Total | Brown_Fld | kW_Total
PRPs -duplicates |  |  |  | #REF! | #REF! | #REF! | #REF! | #REF! | #REF! | #REF! | #REF! | #REF! | #REF! | #REF! | #REF! | #REF! | #REF! | #REF! | #REF! |  |  | #REF! | #REF!
|  |  | Sites | Structures |  | Structures |  | Structures |  | Structures
|  | Totals: | 1 | 1 | #VALUE! | 1 | 1512000 | 0 | 0 | 0 | 0 | 237 | #VALUE! | 478 | #VALUE! | 25 | #VALUE! | 5 | #VALUE! | 1 | #VALUE! | 0 | 0
| N | North: | 0 | 0 | #VALUE! | 0 | 0 | 0 | 0 | 0 | 0 | 73 | #VALUE! | 191 | #VALUE! | 2 | #VALUE! | 3 | #VALUE! | 1 | #VALUE! | 0 | 0
| S | South: | 1 | 1 | #VALUE! | 1 | 1512000 | 0 | 0 | 0 | 0 | 164 | #VALUE! | 287 | #VALUE! | 23 | #VALUE! | 2 | #VALUE! | 0 | 0 | 0 | 0
ZIP | N_S | Rank | Sites | Structures |  | Structures |  | Structures |  | Structures
92037 | S | #VALUE! | 0 | 0 | #VALUE! | 0 | 0 | 0 | 0 | 0 | 0 | 3 | #VALUE! | 9 | #VALUE! | 0 | 0 | 0 | 0 | 0 | 0 | 0 | 0
92093 | S | #VALUE! | 0 | 0 | #VALUE! | 0 | 0 | 0 | 0 | 0 | 0 | 0 | 0 | 25 | #VALUE! | 3 | #VALUE! | 0 | 0 | 0 | 0 | 0 | 0
92101 | S | #VALUE! | 0 | 0 | #VALUE! | 0 | 0 | 0 | 0 | 0 | 0 | 4 | #VALUE! | 18 | #VALUE! | 2 | #VALUE! | 0 | 0 | 0 | 0 | 0 | 0
92102 | S | #VALUE! | 0 | 0 | #VALUE! | 0 | 0 | 0 | 0 | 0 | 0 | 3 | #VALUE! | 4 | #VALUE! | 0 | 0 | 0 | 0 | 0 | 0 | 0 | 0
92103 |  | #VALUE! | 0 | 0 | 0 | 0 | 0 | 0 | 0 | 0 | 0 | 0 | 0 | 0 | 0 | 0 | 0 | 0 | 0 | 0 | 0 | 0 | 0
92104 | S | #VALUE! | 0 | 0 | 0 | 0 | 0 | 0 | 0 | 0 | 0 | 0 | 0 | 0 | 0 | 0 | 0 | 0 | 0 | 0 | 0 | 0 | 0
92105 | S | #VALUE! | 0 | 0 | #VALUE! | 0 | 0 | 0 | 0 | 0 | 0 | 0 | 0 | 3 | #VALUE! | 0 | 0 | 0 | 0 | 0 | 0 | 0 | 0
92106 | S | #VALUE! | 0 | 0 | #VALUE! | 0 | 0 | 0 | 0 | 0 | 0 | 0 | 0 | 3 | #VALUE! | 0 | 0 | 0 | 0 | 0 | 0 | 0 | 0
92107 | S | #VALUE! | 0 | 0 | 0 | 0 | 0 | 0 | 0 | 0 | 0 | 0 | 0 | 0 | 0 | 0 | 0 | 0 | 0 | 0 | 0 | 0 | 0
92108 | S | #VALUE! | 0 | 0 | #VALUE! | 0 | 0 | 0 | 0 | 0 | 0 | 6 | #VALUE! | 38 | #VALUE! | 4 | #VALUE! | 0 | 0 | 0 | 0 | 0 | 0
92109 | S | #VALUE! | 0 | 0 | #VALUE! | 0 | 0 | 0 | 0 | 0 | 0 | 0 | 0 | 22 | #VALUE! | 0 | 0 | 0 | 0 | 0 | 0 | 0 | 0
92110 | S | #VALUE! | 0 | 0 | #VALUE! | 0 | 0 | 0 | 0 | 0 | 0 | 14 | #VALUE! | 13 | #VALUE! | 0 | 0 | 0 | 0 | 0 | 0 | 0 | 0
92111 | S | #VALUE! | 0 | 0 | #VALUE! | 0 | 0 | 0 | 0 | 0 | 0 | 13 | #VALUE! | 22 | #VALUE! | 0 | 0 | 0 | 0 | 0 | 0 | 0 | 0
92112 |  | #VALUE! | 0 | 0 | 0 | 0 | 0 | 0 | 0 | 0 | 0 | 0 | 0 | 0 | 0 | 0 | 0 | 0 | 0 | 0 | 0 | 0 | 0
92113 | S | #VALUE! | 1 | 1 | #VALUE! | 1 | 1512000 | 0 | 0 | 0 | 0 | 6 | #VALUE! | 23 | #VALUE! | 0 | 0 | 0 | 0 | 0 | 0 | 0 | 0
92114 | S | #VALUE! | 0 | 0 | 0 | 0 | 0 | 0 | 0 | 0 | 0 | 0 | 0 | 0 | 0 | 0 | 0 | 0 | 0 | 0 | 0 | 0 | 0
92115 | S | #VALUE! | 0 | 0 | #VALUE! | 0 | 0 | 0 | 0 | 0 | 0 | 3 | #VALUE! | 5 | #VALUE! | 0 | 0 | 0 | 0 | 0 | 0 | 0 | 0
92116 | S | #VALUE! | 0 | 0 | 0 | 0 | 0 | 0 | 0 | 0 | 0 | 0 | 0 | 0 | 0 | 0 | 0 | 0 | 0 | 0 | 0 | 0 | 0
92117 | S | #VALUE! | 0 | 0 | #VALUE! | 0 | 0 | 0 | 0 | 0 | 0 | 1 | #VALUE! | 3 | #VALUE! | 0 | 0 | 2 | #VALUE! | 0 | 0 | 0 | 0
92118 |  | #VALUE! | 0 | 0 | 0 | 0 | 0 | 0 | 0 | 0 | 0 | 0 | 0 | 0 | 0 | 0 | 0 | 0 | 0 | 0 | 0 | 0 | 0
92119 | N | #VALUE! | 0 | 0 | 0 | 0 | 0 | 0 | 0 | 0 | 0 | 0 | 0 | 0 | 0 | 0 | 0 | 0 | 0 | 0 | 0 | 0 | 0
92120 | S | #VALUE! | 0 | 0 | #VALUE! | 0 | 0 | 0 | 0 | 0 | 0 | 11 | #VALUE! | 9 | #VALUE! | 0 | 0 | 0 | 0 | 0 | 0 | 0 | 0
92121 | N | #VALUE! | 0 | 0 | #VALUE! | 0 | 0 | 0 | 0 | 0 | 0 | 8 | #VALUE! | 23 | #VALUE! | 0 | 0 | 0 | 0 | 0 | 0 | 0 | 0
92122 | S | #VALUE! | 0 | 0 | #VALUE! | 0 | 0 | 0 | 0 | 0 | 0 | 4 | #VALUE! | 6 | #VALUE! | 3 | #VALUE! | 0 | 0 | 0 | 0 | 0 | 0
92123 | S | #VALUE! | 0 | 0 | #VALUE! | 0 | 0 | 0 | 0 | 0 | 0 | 13 | #VALUE! | 14 | #VALUE! | 2 | #VALUE! | 0 | 0 | 0 | 0 | 0 | 0
92124 |  | #VALUE! | 0 | 0 | 0 | 0 | 0 | 0 | 0 | 0 | 0 | 0 | 0 | 0 | 0 | 0 | 0 | 0 | 0 | 0 | 0 | 0 | 0
92125 |  | #VALUE! | 0 | 0 | 0 | 0 | 0 | 0 | 0 | 0 | 0 | 0 | 0 | 0 | 0 | 0 | 0 | 0 | 0 | 0 | 0 | 0 | 0
92126 | N | #VALUE! | 0 | 0 | #VALUE! | 0 | 0 | 0 | 0 | 0 | 0 | 7 | #VALUE! | 15 | #VALUE! | 1 | #VALUE! | 0 | 0 | 0 | 0 | 0 | 0
92127 | N | #VALUE! | 0 | 0 | #VALUE! | 0 | 0 | 0 | 0 | 0 | 0 | 11 | #VALUE! | 30 | #VALUE! | 0 | 0 | 0 | 0 | 0 | 0 | 0 | 0
92128 | N | #VALUE! | 0 | 0 | #VALUE! | 0 | 0 | 0 | 0 | 0 | 0 | 9 | #VALUE! | 15 | #VALUE! | 0 | 0 | 0 | 0 | 0 | 0 | 0 | 0
92129 | N | #VALUE! | 0 | 0 | #VALUE! | 0 | 0 | 0 | 0 | 0 | 0 | 1 | #VALUE! | 6 | #VALUE! | 0 | 0 | 0 | 0 | 1 | #VALUE! | 0 | 0
92130 | N | #VALUE! | 0 | 0 | #VALUE! | 0 | 0 | 0 | 0 | 0 | 0 | 2 | #VALUE! | 16 | #VALUE! | 1 | #VALUE! | 0 | 0 | 0 | 0 | 0 | 0
92131 | N | #VALUE! | 0 | 0 | #VALUE! | 0 | 0 | 0 | 0 | 0 | 0 | 1 | #VALUE! | 1 | #VALUE! | 0 | 0 | 0 | 0 | 0 | 0 | 0 | 0
92132 |  | #VALUE! | 0 | 0 | 0 | 0 | 0 | 0 | 0 | 0 | 0 | 0 | 0 | 0 | 0 | 0 | 0 | 0 | 0 | 0 | 0 | 0 | 0
92133 |  | #VALUE! | 0 | 0 | 0 | 0 | 0 | 0 | 0 | 0 | 0 | 0 | 0 | 0 | 0 | 0 | 0 | 0 | 0 | 0 | 0 | 0 | 0
92134 | S | #VALUE! | 0 | 0 | #VALUE! | 0 | 0 | 0 | 0 | 0 | 0 | 0 | 0 | 0 | 0 | 3 | #VALUE! | 0 | 0 | 0 | 0 | 0 | 0
92135 |  | #VALUE! | 0 | 0 | 0 | 0 | 0 | 0 | 0 | 0 | 0 | 0 | 0 | 0 | 0 | 0 | 0 | 0 | 0 | 0 | 0 | 0 | 0
92136 | S | #VALUE! | 0 | 0 | #VALUE! | 0 | 0 | 0 | 0 | 0 | 0 | 0 | 0 | 5 | #VALUE! | 0 | 0 | 0 | 0 | 0 | 0 | 0 | 0
92137 |  | #VALUE! | 0 | 0 | 0 | 0 | 0 | 0 | 0 | 0 | 0 | 0 | 0 | 0 | 0 | 0 | 0 | 0 | 0 | 0 | 0 | 0 | 0
92138 |  | #VALUE! | 0 | 0 | 0 | 0 | 0 | 0 | 0 | 0 | 0 | 0 | 0 | 0 | 0 | 0 | 0 | 0 | 0 | 0 | 0 | 0 | 0
92139 |  | #VALUE! | 0 | 0 | 0 | 0 | 0 | 0 | 0 | 0 | 0 | 0 | 0 | 0 | 0 | 0 | 0 | 0 | 0 | 0 | 0 | 0 | 0
92140 | S | #VALUE! | 0 | 0 | 0 | 0 | 0 | 0 | 0 | 0 | 0 | 0 | 0 | 0 | 0 | 0 | 0 | 0 | 0 | 0 | 0 | 0 | 0
92141 |  | #VALUE! | 0 | 0 | 0 | 0 | 0 | 0 | 0 | 0 | 0 | 0 | 0 | 0 | 0 | 0 | 0 | 0 | 0 | 0 | 0 | 0 | 0
92142 |  | #VALUE! | 0 | 0 | 0 | 0 | 0 | 0 | 0 | 0 | 0 | 0 | 0 | 0 | 0 | 0 | 0 | 0 | 0 | 0 | 0 | 0 | 0
92143 |  | #VALUE! | 0 | 0 | 0 | 0 | 0 | 0 | 0 | 0 | 0 | 0 | 0 | 0 | 0 | 0 | 0 | 0 | 0 | 0 | 0 | 0 | 0
92144 |  | #VALUE! | 0 | 0 | 0 | 0 | 0 | 0 | 0 | 0 | 0 | 0 | 0 | 0 | 0 | 0 | 0 | 0 | 0 | 0 | 0 | 0 | 0
92145 | N | #VALUE! | 0 | 0 | #VALUE! | 0 | 0 | 0 | 0 | 0 | 0 | 29 | #VALUE! | 82 | #VALUE! | 0 | 0 | 3 | #VALUE! | 0 | 0 | 0 | 0
92146 |  | #VALUE! | 0 | 0 | 0 | 0 | 0 | 0 | 0 | 0 | 0 | 0 | 0 | 0 | 0 | 0 | 0 | 0 | 0 | 0 | 0 | 0 | 0
92147 |  | #VALUE! | 0 | 0 | 0 | 0 | 0 | 0 | 0 | 0 | 0 | 0 | 0 | 0 | 0 | 0 | 0 | 0 | 0 | 0 | 0 | 0 | 0
92148 |  | #VALUE! | 0 | 0 | 0 | 0 | 0 | 0 | 0 | 0 | 0 | 0 | 0 | 0 | 0 | 0 | 0 | 0 | 0 | 0 | 0 | 0 | 0
92149 |  | #VALUE! | 0 | 0 | 0 | 0 | 0 | 0 | 0 | 0 | 0 | 0 | 0 | 0 | 0 | 0 | 0 | 0 | 0 | 0 | 0 | 0 | 0
92150 |  | #VALUE! | 0 | 0 | 0 | 0 | 0 | 0 | 0 | 0 | 0 | 0 | 0 | 0 | 0 | 0 | 0 | 0 | 0 | 0 | 0 | 0 | 0
92151 |  | #VALUE! | 0 | 0 | 0 | 0 | 0 | 0 | 0 | 0 | 0 | 0 | 0 | 0 | 0 | 0 | 0 | 0 | 0 | 0 | 0 | 0 | 0
92152 |  | #VALUE! | 0 | 0 | 0 | 0 | 0 | 0 | 0 | 0 | 0 | 0 | 0 | 0 | 0 | 0 | 0 | 0 | 0 | 0 | 0 | 0 | 0
92153 |  | #VALUE! | 0 | 0 | 0 | 0 | 0 | 0 | 0 | 0 | 0 | 0 | 0 | 0 | 0 | 0 | 0 | 0 | 0 | 0 | 0 | 0 | 0
92154 | S | #VALUE! | 0 | 0 | #VALUE! | 0 | 0 | 0 | 0 | 0 | 0 | 56 | #VALUE! | 34 | #VALUE! | 0 | 0 | 0 | 0 | 0 | 0 | 0 | 0
92155 |  | #VALUE! | 0 | 0 | 0 | 0 | 0 | 0 | 0 | 0 | 0 | 0 | 0 | 0 | 0 | 0 | 0 | 0 | 0 | 0 | 0 | 0 | 0
92156 |  | #VALUE! | 0 | 0 | 0 | 0 | 0 | 0 | 0 | 0 | 0 | 0 | 0 | 0 | 0 | 0 | 0 | 0 | 0 | 0 | 0 | 0 | 0
92157 |  | #VALUE! | 0 | 0 | 0 | 0 | 0 | 0 | 0 | 0 | 0 | 0 | 0 | 0 | 0 | 0 | 0 | 0 | 0 | 0 | 0 | 0 | 0
92158 |  | #VALUE! | 0 | 0 | 0 | 0 | 0 | 0 | 0 | 0 | 0 | 0 | 0 | 0 | 0 | 0 | 0 | 0 | 0 | 0 | 0 | 0 | 0
92159 |  | #VALUE! | 0 | 0 | 0 | 0 | 0 | 0 | 0 | 0 | 0 | 0 | 0 | 0 | 0 | 0 | 0 | 0 | 0 | 0 | 0 | 0 | 0
92160 |  | #VALUE! | 0 | 0 | 0 | 0 | 0 | 0 | 0 | 0 | 0 | 0 | 0 | 0 | 0 | 0 | 0 | 0 | 0 | 0 | 0 | 0 | 0
92161 | S | #VALUE! | 0 | 0 | #VALUE! | 0 | 0 | 0 | 0 | 0 | 0 | 0 | 0 | 5 | #VALUE! | 1 | #VALUE! | 0 | 0 | 0 | 0 | 0 | 0
92162 |  | #VALUE! | 0 | 0 | 0 | 0 | 0 | 0 | 0 | 0 | 0 | 0 | 0 | 0 | 0 | 0 | 0 | 0 | 0 | 0 | 0 | 0 | 0
92163 |  | #VALUE! | 0 | 0 | 0 | 0 | 0 | 0 | 0 | 0 | 0 | 0 | 0 | 0 | 0 | 0 | 0 | 0 | 0 | 0 | 0 | 0 | 0
92164 |  | #VALUE! | 0 | 0 | 0 | 0 | 0 | 0 | 0 | 0 | 0 | 0 | 0 | 0 | 0 | 0 | 0 | 0 | 0 | 0 | 0 | 0 | 0
92165 |  | #VALUE! | 0 | 0 | 0 | 0 | 0 | 0 | 0 | 0 | 0 | 0 | 0 | 0 | 0 | 0 | 0 | 0 | 0 | 0 | 0 | 0 | 0
92166 |  | #VALUE! | 0 | 0 | 0 | 0 | 0 | 0 | 0 | 0 | 0 | 0 | 0 | 0 | 0 | 0 | 0 | 0 | 0 | 0 | 0 | 0 | 0
92167 |  | #VALUE! | 0 | 0 | 0 | 0 | 0 | 0 | 0 | 0 | 0 | 0 | 0 | 0 | 0 | 0 | 0 | 0 | 0 | 0 | 0 | 0 | 0
92168 |  | #VALUE! | 0 | 0 | 0 | 0 | 0 | 0 | 0 | 0 | 0 | 0 | 0 | 0 | 0 | 0 | 0 | 0 | 0 | 0 | 0 | 0 | 0
92169 |  | #VALUE! | 0 | 0 | 0 | 0 | 0 | 0 | 0 | 0 | 0 | 0 | 0 | 0 | 0 | 0 | 0 | 0 | 0 | 0 | 0 | 0 | 0
92170 |  | #VALUE! | 0 | 0 | 0 | 0 | 0 | 0 | 0 | 0 | 0 | 0 | 0 | 0 | 0 | 0 | 0 | 0 | 0 | 0 | 0 | 0 | 0
92171 |  | #VALUE! | 0 | 0 | 0 | 0 | 0 | 0 | 0 | 0 | 0 | 0 | 0 | 0 | 0 | 0 | 0 | 0 | 0 | 0 | 0 | 0 | 0
92172 |  | #VALUE! | 0 | 0 | 0 | 0 | 0 | 0 | 0 | 0 | 0 | 0 | 0 | 0 | 0 | 0 | 0 | 0 | 0 | 0 | 0 | 0 | 0
92173 | S | #VALUE! | 0 | 0 | #VALUE! | 0 | 0 | 0 | 0 | 0 | 0 | 21 | #VALUE! | 12 | #VALUE! | 0 | 0 | 0 | 0 | 0 | 0 | 0 | 0
92174 |  | #VALUE! | 0 | 0 | 0 | 0 | 0 | 0 | 0 | 0 | 0 | 0 | 0 | 0 | 0 | 0 | 0 | 0 | 0 | 0 | 0 | 0 | 0
92175 |  | #VALUE! | 0 | 0 | 0 | 0 | 0 | 0 | 0 | 0 | 0 | 0 | 0 | 0 | 0 | 0 | 0 | 0 | 0 | 0 | 0 | 0 | 0
92176 |  | #VALUE! | 0 | 0 | 0 | 0 | 0 | 0 | 0 | 0 | 0 | 0 | 0 | 0 | 0 | 0 | 0 | 0 | 0 | 0 | 0 | 0 | 0
92177 |  | #VALUE! | 0 | 0 | 0 | 0 | 0 | 0 | 0 | 0 | 0 | 0 | 0 | 0 | 0 | 0 | 0 | 0 | 0 | 0 | 0 | 0 | 0
92178 |  | #VALUE! | 0 | 0 | 0 | 0 | 0 | 0 | 0 | 0 | 0 | 0 | 0 | 0 | 0 | 0 | 0 | 0 | 0 | 0 | 0 | 0 | 0
92179 |  | #VALUE! | 0 | 0 | 0 | 0 | 0 | 0 | 0 | 0 | 0 | 0 | 0 | 0 | 0 | 0 | 0 | 0 | 0 | 0 | 0 | 0 | 0
92180 |  | #VALUE! | 0 | 0 | 0 | 0 | 0 | 0 | 0 | 0 | 0 | 0 | 0 | 0 | 0 | 0 | 0 | 0 | 0 | 0 | 0 | 0 | 0
92181 |  | #VALUE! | 0 | 0 | 0 | 0 | 0 | 0 | 0 | 0 | 0 | 0 | 0 | 0 | 0 | 0 | 0 | 0 | 0 | 0 | 0 | 0 | 0
92182 | S | #VALUE! | 0 | 0 | #VALUE! | 0 | 0 | 0 | 0 | 0 | 0 | 6 | #VALUE! | 14 | #VALUE! | 5 | #VALUE! | 0 | 0 | 0 | 0 | 0 | 0
92183 |  | #VALUE! | 0 | 0 | 0 | 0 | 0 | 0 | 0 | 0 | 0 | 0 | 0 | 0 | 0 | 0 | 0 | 0 | 0 | 0 | 0 | 0 | 0
92184 |  | #VALUE! | 0 | 0 | 0 | 0 | 0 | 0 | 0 | 0 | 0 | 0 | 0 | 0 | 0 | 0 | 0 | 0 | 0 | 0 | 0 | 0 | 0
92185 |  | #VALUE! | 0 | 0 | 0 | 0 | 0 | 0 | 0 | 0 | 0 | 0 | 0 | 0 | 0 | 0 | 0 | 0 | 0 | 0 | 0 | 0 | 0
92186 |  | #VALUE! | 0 | 0 | 0 | 0 | 0 | 0 | 0 | 0 | 0 | 0 | 0 | 0 | 0 | 0 | 0 | 0 | 0 | 0 | 0 | 0 | 0
92187 |  | #VALUE! | 0 | 0 | 0 | 0 | 0 | 0 | 0 | 0 | 0 | 0 | 0 | 0 | 0 | 0 | 0 | 0 | 0 | 0 | 0 | 0 | 0
92188 |  | #VALUE! | 0 | 0 | 0 | 0 | 0 | 0 | 0 | 0 | 0 | 0 | 0 | 0 | 0 | 0 | 0 | 0 | 0 | 0 | 0 | 0 | 0
92189 |  | #VALUE! | 0 | 0 | 0 | 0 | 0 | 0 | 0 | 0 | 0 | 0 | 0 | 0 | 0 | 0 | 0 | 0 | 0 | 0 | 0 | 0 | 0
92190 |  | #VALUE! | 0 | 0 | 0 | 0 | 0 | 0 | 0 | 0 | 0 | 0 | 0 | 0 | 0 | 0 | 0 | 0 | 0 | 0 | 0 | 0 | 0
92191 |  | #VALUE! | 0 | 0 | 0 | 0 | 0 | 0 | 0 | 0 | 0 | 0 | 0 | 0 | 0 | 0 | 0 | 0 | 0 | 0 | 0 | 0 | 0
92192 |  | #VALUE! | 0 | 0 | 0 | 0 | 0 | 0 | 0 | 0 | 0 | 0 | 0 | 0 | 0 | 0 | 0 | 0 | 0 | 0 | 0 | 0 | 0
92193 |  | #VALUE! | 0 | 0 | 0 | 0 | 0 | 0 | 0 | 0 | 0 | 0 | 0 | 0 | 0 | 0 | 0 | 0 | 0 | 0 | 0 | 0 | 0
92194 |  | #VALUE! | 0 | 0 | 0 | 0 | 0 | 0 | 0 | 0 | 0 | 0 | 0 | 0 | 0 | 0 | 0 | 0 | 0 | 0 | 0 | 0 | 0
92195 |  | #VALUE! | 0 | 0 | 0 | 0 | 0 | 0 | 0 | 0 | 0 | 0 | 0 | 0 | 0 | 0 | 0 | 0 | 0 | 0 | 0 | 0 | 0
92196 |  | #VALUE! | 0 | 0 | 0 | 0 | 0 | 0 | 0 | 0 | 0 | 0 | 0 | 0 | 0 | 0 | 0 | 0 | 0 | 0 | 0 | 0 | 0
92197 |  | #VALUE! | 0 | 0 | 0 | 0 | 0 | 0 | 0 | 0 | 0 | 0 | 0 | 0 | 0 | 0 | 0 | 0 | 0 | 0 | 0 | 0 | 0
92198 |  | #VALUE! | 0 | 0 | 0 | 0 | 0 | 0 | 0 | 0 | 0 | 0 | 0 | 0 | 0 | 0 | 0 | 0 | 0 | 0 | 0 | 0 | 0
92199 | N | #VALUE! | 0 | 0 | #VALUE! | 0 | 0 | 0 | 0 | 0 | 0 | 5 | #VALUE! | 3 | #VALUE! | 0 | 0 | 0 | 0 | 0 | 0 | 0 | 0
Check: |  |  |  | Total at top: | #VALUE!
|  |  |  | Total fm ZIPs: | #VALUE!
[12 empty] | Other symbols: |  | Existing PV |  | Existing PV, High Density |  |  | Questions, TBD
Solar Siting Survey | [15 empty] | (Colored red in G-Earth)
Summary by Sites
|  |  |  | Count | kW_Total | PV W_AC >= | 3000000 | > and >= | 1000000 | Less than | 1000000 | Min CES3.0: | 75 | [6 empty] | Highest Potential by Zip Code
|  |  |  | Sites |  | Sites |  | Sites |  | Sites |  | Sites |  | Structures
|  | Totals: |  | 1 | #VALUE! | 0 | 0 | 1 | 1512000 | 0 | 0 | 1 | #VALUE! | 1 | #VALUE! |  |  |  | Rank | Zip | kW
ZIP | N_S
92037 | S |  |  | 0 | #VALUE! | 0 | 0 | 0 | 0 | 0 | 0 | 0 | 0 | 0 | 0 |  |  |  | 1 | #N/A | #N/A
92093 | S |  |  | 0 | #VALUE! | 0 | 0 | 0 | 0 | 0 | 0 | 0 | 0 | 0 | 0 |  |  |  | 2 | #N/A | #N/A
92101 | S |  |  | 0 | #VALUE! | 0 | 0 | 0 | 0 | 0 | 0 | 0 | 0 | 0 | 0 |  |  |  | 3 | #N/A | #N/A
92102 | S |  |  | 0 | #VALUE! | 0 | 0 | 0 | 0 | 0 | 0 | 0 | #VALUE! | 0 | #VALUE! |  |  |  | 4 | #N/A | #N/A
92103 | 0 |  |  | 0 | 0 | 0 | 0 | 0 | 0 | 0 | 0 | 0 | 0 | 0 | 0 |  |  |  | 5 | #N/A | #N/A
92104 | S |  |  | 0 | 0 | 0 | 0 | 0 | 0 | 0 | 0 | 0 | 0 | 0 | 0
92105 | S |  |  | 0 | #VALUE! | 0 | 0 | 0 | 0 | 0 | 0 | 0 | 0 | 0 | 0 |  |  |  | 5 | #N/A | #N/A
92106 | S |  |  | 0 | #VALUE! | 0 | 0 | 0 | 0 | 0 | 0 | 0 | 0 | 0 | 0
92107 | S |  |  | 0 | 0 | 0 | 0 | 0 | 0 | 0 | 0 | 0 | 0 | 0 | 0
92108 | S |  |  | 0 | #VALUE! | 0 | 0 | 0 | 0 | 0 | 0 | 0 | 0 | 0 | 0
92109 | S |  |  | 0 | #VALUE! | 0 | 0 | 0 | 0 | 0 | 0 | 0 | 0 | 0 | 0
92110 | S |  |  | 0 | #VALUE! | 0 | 0 | 0 | 0 | 0 | 0 | 0 | 0 | 0 | 0
92111 | S |  |  | 0 | #VALUE! | 0 | 0 | 0 | 0 | 0 | 0 | 0 | 0 | 0 | 0
92112 | 0 |  |  | 0 | 0 | 0 | 0 | 0 | 0 | 0 | 0 | 0 | 0 | 0 | 0
92113 | S |  |  | 1 | #VALUE! | 0 | 0 | 1 | 1512000 | 0 | 0 | 1 | #VALUE! | 1 | #VALUE!
92114 | S |  |  | 0 | 0 | 0 | 0 | 0 | 0 | 0 | 0 | 0 | 0 | 0 | 0
92115 | S |  |  | 0 | #VALUE! | 0 | 0 | 0 | 0 | 0 | 0 | 0 | 0 | 0 | 0
92116 | S |  |  | 0 | 0 | 0 | 0 | 0 | 0 | 0 | 0 | 0 | 0 | 0 | 0
92117 | S |  |  | 0 | #VALUE! | 0 | 0 | 0 | 0 | 0 | 0 | 0 | 0 | 0 | 0
92118 | 0 |  |  | 0 | 0 | 0 | 0 | 0 | 0 | 0 | 0 | 0 | 0 | 0 | 0
92119 | N |  |  | 0 | 0 | 0 | 0 | 0 | 0 | 0 | 0 | 0 | 0 | 0 | 0
92120 | S |  |  | 0 | #VALUE! | 0 | 0 | 0 | 0 | 0 | 0 | 0 | 0 | 0 | 0
92121 | N |  |  | 0 | #VALUE! | 0 | 0 | 0 | 0 | 0 | 0 | 0 | 0 | 0 | 0
92122 | S |  |  | 0 | #VALUE! | 0 | 0 | 0 | 0 | 0 | 0 | 0 | 0 | 0 | 0
92123 | S |  |  | 0 | #VALUE! | 0 | 0 | 0 | 0 | 0 | 0 | 0 | 0 | 0 | 0
92124 | 0 |  |  | 0 | 0 | 0 | 0 | 0 | 0 | 0 | 0 | 0 | 0 | 0 | 0
92125 | 0 |  |  | 0 | 0 | 0 | 0 | 0 | 0 | 0 | 0 | 0 | 0 | 0 | 0
92126 | N |  |  | 0 | #VALUE! | 0 | 0 | 0 | 0 | 0 | 0 | 0 | 0 | 0 | 0
92127 | N |  |  | 0 | #VALUE! | 0 | 0 | 0 | 0 | 0 | 0 | 0 | 0 | 0 | 0
92128 | N |  |  | 0 | #VALUE! | 0 | 0 | 0 | 0 | 0 | 0 | 0 | 0 | 0 | 0
92129 | N |  |  | 0 | #VALUE! | 0 | 0 | 0 | 0 | 0 | 0 | 0 | 0 | 0 | 0
92130 | N |  |  | 0 | #VALUE! | 0 | 0 | 0 | 0 | 0 | 0 | 0 | 0 | 0 | 0
92131 | N |  |  | 0 | #VALUE! | 0 | 0 | 0 | 0 | 0 | 0 | 0 | 0 | 0 | 0
92132 | 0 |  |  | 0 | 0 | 0 | 0 | 0 | 0 | 0 | 0 | 0 | 0 | 0 | 0
92133 | 0 |  |  | 0 | 0 | 0 | 0 | 0 | 0 | 0 | 0 | 0 | 0 | 0 | 0
92134 | S |  |  | 0 | #VALUE! | 0 | 0 | 0 | 0 | 0 | 0 | 0 | 0 | 0 | 0
92135 | 0 |  |  | 0 | 0 | 0 | 0 | 0 | 0 | 0 | 0 | 0 | 0 | 0 | 0
92136 | S |  |  | 0 | #VALUE! | 0 | 0 | 0 | 0 | 0 | 0 | 0 | #VALUE! | 0 | #VALUE!
92137 | 0 |  |  | 0 | 0 | 0 | 0 | 0 | 0 | 0 | 0 | 0 | 0 | 0 | 0
92138 | 0 |  |  | 0 | 0 | 0 | 0 | 0 | 0 | 0 | 0 | 0 | 0 | 0 | 0
92139 | 0 |  |  | 0 | 0 | 0 | 0 | 0 | 0 | 0 | 0 | 0 | 0 | 0 | 0
92140 | S |  |  | 0 | 0 | 0 | 0 | 0 | 0 | 0 | 0 | 0 | 0 | 0 | 0
92141 | 0 |  |  | 0 | 0 | 0 | 0 | 0 | 0 | 0 | 0 | 0 | 0 | 0 | 0
92142 | 0 |  |  | 0 | 0 | 0 | 0 | 0 | 0 | 0 | 0 | 0 | 0 | 0 | 0
92143 | 0 |  |  | 0 | 0 | 0 | 0 | 0 | 0 | 0 | 0 | 0 | 0 | 0 | 0
92144 | 0 |  |  | 0 | 0 | 0 | 0 | 0 | 0 | 0 | 0 | 0 | 0 | 0 | 0
92145 | N |  |  | 0 | #VALUE! | 0 | 0 | 0 | 0 | 0 | 0 | 0 | 0 | 0 | 0
92146 | 0 |  |  | 0 | 0 | 0 | 0 | 0 | 0 | 0 | 0 | 0 | 0 | 0 | 0
92147 | 0 |  |  | 0 | 0 | 0 | 0 | 0 | 0 | 0 | 0 | 0 | 0 | 0 | 0
92148 | 0 |  |  | 0 | 0 | 0 | 0 | 0 | 0 | 0 | 0 | 0 | 0 | 0 | 0
92149 | 0 |  |  | 0 | 0 | 0 | 0 | 0 | 0 | 0 | 0 | 0 | 0 | 0 | 0
92150 | 0 |  |  | 0 | 0 | 0 | 0 | 0 | 0 | 0 | 0 | 0 | 0 | 0 | 0
92151 | 0 |  |  | 0 | 0 | 0 | 0 | 0 | 0 | 0 | 0 | 0 | 0 | 0 | 0
92152 | 0 |  |  | 0 | 0 | 0 | 0 | 0 | 0 | 0 | 0 | 0 | 0 | 0 | 0
92153 | 0 |  |  | 0 | 0 | 0 | 0 | 0 | 0 | 0 | 0 | 0 | 0 | 0 | 0
92154 | S |  |  | 0 | #VALUE! | 0 | 0 | 0 | 0 | 0 | 0 | 0 | 0 | 0 | 0
92155 | 0 |  |  | 0 | 0 | 0 | 0 | 0 | 0 | 0 | 0 | 0 | 0 | 0 | 0
92156 | 0 |  |  | 0 | 0 | 0 | 0 | 0 | 0 | 0 | 0 | 0 | 0 | 0 | 0
92157 | 0 |  |  | 0 | 0 | 0 | 0 | 0 | 0 | 0 | 0 | 0 | 0 | 0 | 0
92158 | 0 |  |  | 0 | 0 | 0 | 0 | 0 | 0 | 0 | 0 | 0 | 0 | 0 | 0
92159 | 0 |  |  | 0 | 0 | 0 | 0 | 0 | 0 | 0 | 0 | 0 | 0 | 0 | 0
92160 | 0 |  |  | 0 | 0 | 0 | 0 | 0 | 0 | 0 | 0 | 0 | 0 | 0 | 0
92161 | S |  |  | 0 | #VALUE! | 0 | 0 | 0 | 0 | 0 | 0 | 0 | 0 | 0 | 0
92162 | 0 |  |  | 0 | 0 | 0 | 0 | 0 | 0 | 0 | 0 | 0 | 0 | 0 | 0
92163 | 0 |  |  | 0 | 0 | 0 | 0 | 0 | 0 | 0 | 0 | 0 | 0 | 0 | 0
92164 | 0 |  |  | 0 | 0 | 0 | 0 | 0 | 0 | 0 | 0 | 0 | 0 | 0 | 0
92165 | 0 |  |  | 0 | 0 | 0 | 0 | 0 | 0 | 0 | 0 | 0 | 0 | 0 | 0
92166 | 0 |  |  | 0 | 0 | 0 | 0 | 0 | 0 | 0 | 0 | 0 | 0 | 0 | 0
92167 | 0 |  |  | 0 | 0 | 0 | 0 | 0 | 0 | 0 | 0 | 0 | 0 | 0 | 0
92168 | 0 |  |  | 0 | 0 | 0 | 0 | 0 | 0 | 0 | 0 | 0 | 0 | 0 | 0
92169 | 0 |  |  | 0 | 0 | 0 | 0 | 0 | 0 | 0 | 0 | 0 | 0 | 0 | 0
92170 | 0 |  |  | 0 | 0 | 0 | 0 | 0 | 0 | 0 | 0 | 0 | 0 | 0 | 0
92171 | 0 |  |  | 0 | 0 | 0 | 0 | 0 | 0 | 0 | 0 | 0 | 0 | 0 | 0
92172 | 0 |  |  | 0 | 0 | 0 | 0 | 0 | 0 | 0 | 0 | 0 | 0 | 0 | 0
92173 | S |  |  | 0 | #VALUE! | 0 | 0 | 0 | 0 | 0 | 0 | 0 | #VALUE! | 0 | #VALUE!
92174 | 0 |  |  | 0 | 0 | 0 | 0 | 0 | 0 | 0 | 0 | 0 | 0 | 0 | 0
92175 | 0 |  |  | 0 | 0 | 0 | 0 | 0 | 0 | 0 | 0 | 0 | 0 | 0 | 0
92176 | 0 |  |  | 0 | 0 | 0 | 0 | 0 | 0 | 0 | 0 | 0 | 0 | 0 | 0
92177 | 0 |  |  | 0 | 0 | 0 | 0 | 0 | 0 | 0 | 0 | 0 | 0 | 0 | 0
92178 | 0 |  |  | 0 | 0 | 0 | 0 | 0 | 0 | 0 | 0 | 0 | 0 | 0 | 0
92179 | 0 |  |  | 0 | 0 | 0 | 0 | 0 | 0 | 0 | 0 | 0 | 0 | 0 | 0
92180 | 0 |  |  | 0 | 0 | 0 | 0 | 0 | 0 | 0 | 0 | 0 | 0 | 0 | 0
92181 | 0 |  |  | 0 | 0 | 0 | 0 | 0 | 0 | 0 | 0 | 0 | 0 | 0 | 0
92182 | S |  |  | 0 | #VALUE! | 0 | 0 | 0 | 0 | 0 | 0 | 0 | 0 | 0 | 0
92183 | 0 |  |  | 0 | 0 | 0 | 0 | 0 | 0 | 0 | 0 | 0 | 0 | 0 | 0
92184 | 0 |  |  | 0 | 0 | 0 | 0 | 0 | 0 | 0 | 0 | 0 | 0 | 0 | 0
92185 | 0 |  |  | 0 | 0 | 0 | 0 | 0 | 0 | 0 | 0 | 0 | 0 | 0 | 0
92186 | 0 |  |  | 0 | 0 | 0 | 0 | 0 | 0 | 0 | 0 | 0 | 0 | 0 | 0
92187 | 0 |  |  | 0 | 0 | 0 | 0 | 0 | 0 | 0 | 0 | 0 | 0 | 0 | 0
92188 | 0 |  |  | 0 | 0 | 0 | 0 | 0 | 0 | 0 | 0 | 0 | 0 | 0 | 0
92189 | 0 |  |  | 0 | 0 | 0 | 0 | 0 | 0 | 0 | 0 | 0 | 0 | 0 | 0
92190 | 0 |  |  | 0 | 0 | 0 | 0 | 0 | 0 | 0 | 0 | 0 | 0 | 0 | 0
92191 | 0 |  |  | 0 | 0 | 0 | 0 | 0 | 0 | 0 | 0 | 0 | 0 | 0 | 0
92192 | 0 |  |  | 0 | 0 | 0 | 0 | 0 | 0 | 0 | 0 | 0 | 0 | 0 | 0
92193 | 0 |  |  | 0 | 0 | 0 | 0 | 0 | 0 | 0 | 0 | 0 | 0 | 0 | 0
92194 | 0 |  |  | 0 | 0 | 0 | 0 | 0 | 0 | 0 | 0 | 0 | 0 | 0 | 0
92195 | 0 |  |  | 0 | 0 | 0 | 0 | 0 | 0 | 0 | 0 | 0 | 0 | 0 | 0
92196 | 0 |  |  | 0 | 0 | 0 | 0 | 0 | 0 | 0 | 0 | 0 | 0 | 0 | 0
92197 | 0 |  |  | 0 | 0 | 0 | 0 | 0 | 0 | 0 | 0 | 0 | 0 | 0 | 0
92198 | 0 |  |  | 0 | 0 | 0 | 0 | 0 | 0 | 0 | 0 | 0 | 0 | 0 | 0
92199 | N |  |  | 0 | #VALUE! | 0 | 0 | 0 | 0 | 0 | 0 | 0 | 0 | 0 | 0
Solar Siting Survey |  |  |  | Aggregate Facilities Summary
Aggregation Type |  |  |  | Summary by Aggregation Type: PV at All Sites
|  |  |  | Count | kW_Total | PV W_AC >= | 3000000 | > and >= | 1000000 | Less than | 1000000
Airport |  |  |  | 2 | #VALUE! | 0 | 0 | 0 | 0 | 0 | 0
Government |  |  |  | 2 | #VALUE! | 0 | 0 | 0 | 0 | 0 | 0
Biz |  |  |  | 25 | #VALUE! | 0 | 0 | 0 | 0 | 0 | 0
Edu |  |  |  | 11 | #VALUE! | 0 | 0 | 0 | 0 | 0 | 0
Shopping |  |  |  | 39 | #VALUE! | 0 | 0 | 0 | 0 | 0 | 0
Storage |  |  |  | 11 | #VALUE! | 0 | 0 | 0 | 0 | 0 | 0
Train |  |  |  | 1 | #VALUE! | 0 | 0 | 0 | 0 | 0 | 0
Venue |  |  |  | 8 | #VALUE! | 0 | 0 | 0 | 0 | 0 | 0
Totals: |  |  |  | 99 | #VALUE! | 0 | 0 | 0 | 0 | 0 | 0
% of total: |  |  |  |  | #VALUE! |  | #VALUE! |  | #VALUE! |  | #VALUE!
Summary of Aggregate Facilities by City/ZIP
|  |  |  | Shopping |  | Airport |  | Venue |  | Biz |  | Storage |  | Edu |  | Government |  | Train
San Diego, CA | N_S |  |  | Num_Sites | kW_Total | Num_Sites | kW_Total | Num_Sites | kW_Total | Num_Sites | kW_Total | Num_Sites | kW_Total | Num_Sites | kW_Total | Num_Sites | kW_Total | Num_Sites | kW_Total
92037 | S |  |  | 2 | #VALUE! | 0 | 0 | 0 | 0 | 0 | 0 | 0 | 0 | 0 | 0 | 0 | 0 | 0 | 0
92093 | S |  |  | 0 | 0 | 0 | 0 | 0 | 0 | 0 | 0 | 0 | 0 | 0 | 0 | 0 | 0 | 0 | 0
92101 | S |  |  | 0 | 0 | 1 | #VALUE! | 3 | #VALUE! | 0 | 0 | 0 | 0 | 0 | 0 | 0 | 0 | 0 | 0
92102 | S |  |  | 1 | #VALUE! | 0 | 0 | 0 | 0 | 1 | #VALUE! | 0 | 0 | 0 | 0 | 0 | 0 | 0 | 0
92103 | 0 |  |  | 0 | 0 | 0 | 0 | 0 | 0 | 0 | 0 | 0 | 0 | 0 | 0 | 0 | 0 | 0 | 0
92104 | S |  |  | 0 | 0 | 0 | 0 | 0 | 0 | 0 | 0 | 0 | 0 | 0 | 0 | 0 | 0 | 0 | 0
92105 | S |  |  | 1 | #VALUE! | 0 | 0 | 0 | 0 | 0 | 0 | 0 | 0 | 0 | 0 | 0 | 0 | 0 | 0
92106 | S |  |  | 1 | #VALUE! | 0 | 0 | 0 | 0 | 0 | 0 | 0 | 0 | 0 | 0 | 0 | 0 | 0 | 0
92107 | S |  |  | 0 | 0 | 0 | 0 | 0 | 0 | 0 | 0 | 0 | 0 | 0 | 0 | 0 | 0 | 0 | 0
92108 | S |  |  | 4 | #VALUE! | 0 | 0 | 1 | #VALUE! | 2 | #VALUE! | 0 | 0 | 0 | 0 | 0 | 0 | 0 | 0
92109 | S |  |  | 0 | 0 | 0 | 0 | 3 | #VALUE! | 0 | 0 | 0 | 0 | 0 | 0 | 0 | 0 | 0 | 0
92110 | S |  |  | 2 | #VALUE! | 0 | 0 | 1 | #VALUE! | 0 | 0 | 0 | 0 | 1 | #VALUE! | 0 | 0 | 0 | 0
92111 | S |  |  | 4 | #VALUE! | 0 | 0 | 0 | 0 | 2 | #VALUE! | 0 | 0 | 2 | #VALUE! | 0 | 0 | 0 | 0
92112 | 0 |  |  | 0 | 0 | 0 | 0 | 0 | 0 | 0 | 0 | 0 | 0 | 0 | 0 | 0 | 0 | 0 | 0
92113 | S |  |  | 2 | #VALUE! | 0 | 0 | 0 | 0 | 0 | 0 | 0 | 0 | 0 | 0 | 0 | 0 | 1 | #VALUE!
92114 | S |  |  | 0 | 0 | 0 | 0 | 0 | 0 | 0 | 0 | 0 | 0 | 0 | 0 | 0 | 0 | 0 | 0
92115 | S |  |  | 1 | #VALUE! | 0 | 0 | 0 | 0 | 0 | 0 | 0 | 0 | 0 | 0 | 0 | 0 | 0 | 0
92116 | S |  |  | 0 | 0 | 0 | 0 | 0 | 0 | 0 | 0 | 0 | 0 | 0 | 0 | 0 | 0 | 0 | 0
92117 | S |  |  | 2 | #VALUE! | 0 | 0 | 0 | 0 | 0 | 0 | 0 | 0 | 0 | 0 | 0 | 0 | 0 | 0
92118 | 0 |  |  | 0 | 0 | 0 | 0 | 0 | 0 | 0 | 0 | 0 | 0 | 0 | 0 | 0 | 0 | 0 | 0
92119 | N |  |  | 0 | 0 | 0 | 0 | 0 | 0 | 0 | 0 | 0 | 0 | 0 | 0 | 0 | 0 | 0 | 0
92120 | S |  |  | 2 | #VALUE! | 0 | 0 | 0 | 0 | 0 | 0 | 0 | 0 | 0 | 0 | 0 | 0 | 0 | 0
92121 | N |  |  | 0 | 0 | 0 | 0 | 0 | 0 | 7 | #VALUE! | 0 | 0 | 0 | 0 | 0 | 0 | 0 | 0
92122 | S |  |  | 1 | #VALUE! | 0 | 0 | 0 | 0 | 1 | #VALUE! | 0 | 0 | 0 | 0 | 0 | 0 | 0 | 0
92123 | S |  |  | 2 | #VALUE! | 0 | 0 | 0 | 0 | 3 | #VALUE! | 0 | 0 | 1 | #VALUE! | 2 | #VALUE! | 0 | 0
92124 | 0 |  |  | 0 | 0 | 0 | 0 | 0 | 0 | 0 | 0 | 0 | 0 | 0 | 0 | 0 | 0 | 0 | 0
92125 | 0 |  |  | 0 | 0 | 0 | 0 | 0 | 0 | 0 | 0 | 0 | 0 | 0 | 0 | 0 | 0 | 0 | 0
92126 | N |  |  | 2 | #VALUE! | 0 | 0 | 0 | 0 | 0 | 0 | 0 | 0 | 1 | #VALUE! | 0 | 0 | 0 | 0
92127 | N |  |  | 1 | #VALUE! | 0 | 0 | 0 | 0 | 3 | #VALUE! | 1 | #VALUE! | 1 | #VALUE! | 0 | 0 | 0 | 0
92128 | N |  |  | 4 | #VALUE! | 0 | 0 | 0 | 0 | 0 | 0 | 0 | 0 | 0 | 0 | 0 | 0 | 0 | 0
92129 | N |  |  | 1 | #VALUE! | 0 | 0 | 0 | 0 | 0 | 0 | 0 | 0 | 2 | #VALUE! | 0 | 0 | 0 | 0
92130 | N |  |  | 1 | #VALUE! | 0 | 0 | 0 | 0 | 1 | #VALUE! | 0 | 0 | 2 | #VALUE! | 0 | 0 | 0 | 0
92131 | N |  |  | 1 | #VALUE! | 0 | 0 | 0 | 0 | 0 | 0 | 0 | 0 | 0 | 0 | 0 | 0 | 0 | 0
92132 | 0 |  |  | 0 | 0 | 0 | 0 | 0 | 0 | 0 | 0 | 0 | 0 | 0 | 0 | 0 | 0 | 0 | 0
92133 | 0 |  |  | 0 | 0 | 0 | 0 | 0 | 0 | 0 | 0 | 0 | 0 | 0 | 0 | 0 | 0 | 0 | 0
92134 | S |  |  | 0 | 0 | 0 | 0 | 0 | 0 | 0 | 0 | 0 | 0 | 0 | 0 | 0 | 0 | 0 | 0
92135 | 0 |  |  | 0 | 0 | 0 | 0 | 0 | 0 | 0 | 0 | 0 | 0 | 0 | 0 | 0 | 0 | 0 | 0
92136 | S |  |  | 0 | 0 | 0 | 0 | 0 | 0 | 1 | #VALUE! | 0 | 0 | 0 | 0 | 0 | 0 | 0 | 0
92137 | 0 |  |  | 0 | 0 | 0 | 0 | 0 | 0 | 0 | 0 | 0 | 0 | 0 | 0 | 0 | 0 | 0 | 0
92138 | 0 |  |  | 0 | 0 | 0 | 0 | 0 | 0 | 0 | 0 | 0 | 0 | 0 | 0 | 0 | 0 | 0 | 0
92139 | 0 |  |  | 0 | 0 | 0 | 0 | 0 | 0 | 0 | 0 | 0 | 0 | 0 | 0 | 0 | 0 | 0 | 0
92140 | S |  |  | 0 | 0 | 0 | 0 | 0 | 0 | 0 | 0 | 0 | 0 | 0 | 0 | 0 | 0 | 0 | 0
92141 | 0 |  |  | 0 | 0 | 0 | 0 | 0 | 0 | 0 | 0 | 0 | 0 | 0 | 0 | 0 | 0 | 0 | 0
92142 | 0 |  |  | 0 | 0 | 0 | 0 | 0 | 0 | 0 | 0 | 0 | 0 | 0 | 0 | 0 | 0 | 0 | 0
92143 | 0 |  |  | 0 | 0 | 0 | 0 | 0 | 0 | 0 | 0 | 0 | 0 | 0 | 0 | 0 | 0 | 0 | 0
92144 | 0 |  |  | 0 | 0 | 0 | 0 | 0 | 0 | 0 | 0 | 0 | 0 | 0 | 0 | 0 | 0 | 0 | 0
92145 | N |  |  | 0 | 0 | 1 | #VALUE! | 0 | 0 | 0 | 0 | 0 | 0 | 0 | 0 | 0 | 0 | 0 | 0
92146 | 0 |  |  | 0 | 0 | 0 | 0 | 0 | 0 | 0 | 0 | 0 | 0 | 0 | 0 | 0 | 0 | 0 | 0
92147 | 0 |  |  | 0 | 0 | 0 | 0 | 0 | 0 | 0 | 0 | 0 | 0 | 0 | 0 | 0 | 0 | 0 | 0
92148 | 0 |  |  | 0 | 0 | 0 | 0 | 0 | 0 | 0 | 0 | 0 | 0 | 0 | 0 | 0 | 0 | 0 | 0
92149 | 0 |  |  | 0 | 0 | 0 | 0 | 0 | 0 | 0 | 0 | 0 | 0 | 0 | 0 | 0 | 0 | 0 | 0
92150 | 0 |  |  | 0 | 0 | 0 | 0 | 0 | 0 | 0 | 0 | 0 | 0 | 0 | 0 | 0 | 0 | 0 | 0
92151 | 0 |  |  | 0 | 0 | 0 | 0 | 0 | 0 | 0 | 0 | 0 | 0 | 0 | 0 | 0 | 0 | 0 | 0
92152 | 0 |  |  | 0 | 0 | 0 | 0 | 0 | 0 | 0 | 0 | 0 | 0 | 0 | 0 | 0 | 0 | 0 | 0
92153 | 0 |  |  | 0 | 0 | 0 | 0 | 0 | 0 | 0 | 0 | 0 | 0 | 0 | 0 | 0 | 0 | 0 | 0
92154 | S |  |  | 2 | #VALUE! | 0 | 0 | 0 | 0 | 4 | #VALUE! | 9 | #VALUE! | 0 | 0 | 0 | 0 | 0 | 0
92155 | 0 |  |  | 0 | 0 | 0 | 0 | 0 | 0 | 0 | 0 | 0 | 0 | 0 | 0 | 0 | 0 | 0 | 0
92156 | 0 |  |  | 0 | 0 | 0 | 0 | 0 | 0 | 0 | 0 | 0 | 0 | 0 | 0 | 0 | 0 | 0 | 0
92157 | 0 |  |  | 0 | 0 | 0 | 0 | 0 | 0 | 0 | 0 | 0 | 0 | 0 | 0 | 0 | 0 | 0 | 0
92158 | 0 |  |  | 0 | 0 | 0 | 0 | 0 | 0 | 0 | 0 | 0 | 0 | 0 | 0 | 0 | 0 | 0 | 0
92159 | 0 |  |  | 0 | 0 | 0 | 0 | 0 | 0 | 0 | 0 | 0 | 0 | 0 | 0 | 0 | 0 | 0 | 0
92160 | 0 |  |  | 0 | 0 | 0 | 0 | 0 | 0 | 0 | 0 | 0 | 0 | 0 | 0 | 0 | 0 | 0 | 0
92161 | S |  |  | 0 | 0 | 0 | 0 | 0 | 0 | 0 | 0 | 0 | 0 | 0 | 0 | 0 | 0 | 0 | 0
92162 | 0 |  |  | 0 | 0 | 0 | 0 | 0 | 0 | 0 | 0 | 0 | 0 | 0 | 0 | 0 | 0 | 0 | 0
92163 | 0 |  |  | 0 | 0 | 0 | 0 | 0 | 0 | 0 | 0 | 0 | 0 | 0 | 0 | 0 | 0 | 0 | 0
92164 | 0 |  |  | 0 | 0 | 0 | 0 | 0 | 0 | 0 | 0 | 0 | 0 | 0 | 0 | 0 | 0 | 0 | 0
92165 | 0 |  |  | 0 | 0 | 0 | 0 | 0 | 0 | 0 | 0 | 0 | 0 | 0 | 0 | 0 | 0 | 0 | 0
92166 | 0 |  |  | 0 | 0 | 0 | 0 | 0 | 0 | 0 | 0 | 0 | 0 | 0 | 0 | 0 | 0 | 0 | 0
92167 | 0 |  |  | 0 | 0 | 0 | 0 | 0 | 0 | 0 | 0 | 0 | 0 | 0 | 0 | 0 | 0 | 0 | 0
92168 | 0 |  |  | 0 | 0 | 0 | 0 | 0 | 0 | 0 | 0 | 0 | 0 | 0 | 0 | 0 | 0 | 0 | 0
92169 | 0 |  |  | 0 | 0 | 0 | 0 | 0 | 0 | 0 | 0 | 0 | 0 | 0 | 0 | 0 | 0 | 0 | 0
92170 | 0 |  |  | 0 | 0 | 0 | 0 | 0 | 0 | 0 | 0 | 0 | 0 | 0 | 0 | 0 | 0 | 0 | 0
92171 | 0 |  |  | 0 | 0 | 0 | 0 | 0 | 0 | 0 | 0 | 0 | 0 | 0 | 0 | 0 | 0 | 0 | 0
92172 | 0 |  |  | 0 | 0 | 0 | 0 | 0 | 0 | 0 | 0 | 0 | 0 | 0 | 0 | 0 | 0 | 0 | 0
92173 | S |  |  | 2 | #VALUE! | 0 | 0 | 0 | 0 | 0 | 0 | 0 | 0 | 0 | 0 | 0 | 0 | 0 | 0
92174 | 0 |  |  | 0 | 0 | 0 | 0 | 0 | 0 | 0 | 0 | 0 | 0 | 0 | 0 | 0 | 0 | 0 | 0
92175 | 0 |  |  | 0 | 0 | 0 | 0 | 0 | 0 | 0 | 0 | 0 | 0 | 0 | 0 | 0 | 0 | 0 | 0
92176 | 0 |  |  | 0 | 0 | 0 | 0 | 0 | 0 | 0 | 0 | 0 | 0 | 0 | 0 | 0 | 0 | 0 | 0
92177 | 0 |  |  | 0 | 0 | 0 | 0 | 0 | 0 | 0 | 0 | 0 | 0 | 0 | 0 | 0 | 0 | 0 | 0
92178 | 0 |  |  | 0 | 0 | 0 | 0 | 0 | 0 | 0 | 0 | 0 | 0 | 0 | 0 | 0 | 0 | 0 | 0
92179 | 0 |  |  | 0 | 0 | 0 | 0 | 0 | 0 | 0 | 0 | 0 | 0 | 0 | 0 | 0 | 0 | 0 | 0
92180 | 0 |  |  | 0 | 0 | 0 | 0 | 0 | 0 | 0 | 0 | 0 | 0 | 0 | 0 | 0 | 0 | 0 | 0
92181 | 0 |  |  | 0 | 0 | 0 | 0 | 0 | 0 | 0 | 0 | 0 | 0 | 0 | 0 | 0 | 0 | 0 | 0
92182 | S |  |  | 0 | 0 | 0 | 0 | 0 | 0 | 0 | 0 | 0 | 0 | 1 | #VALUE! | 0 | 0 | 0 | 0
92183 | 0 |  |  | 0 | 0 | 0 | 0 | 0 | 0 | 0 | 0 | 0 | 0 | 0 | 0 | 0 | 0 | 0 | 0
92184 | 0 |  |  | 0 | 0 | 0 | 0 | 0 | 0 | 0 | 0 | 0 | 0 | 0 | 0 | 0 | 0 | 0 | 0
92185 | 0 |  |  | 0 | 0 | 0 | 0 | 0 | 0 | 0 | 0 | 0 | 0 | 0 | 0 | 0 | 0 | 0 | 0
92186 | 0 |  |  | 0 | 0 | 0 | 0 | 0 | 0 | 0 | 0 | 0 | 0 | 0 | 0 | 0 | 0 | 0 | 0
92187 | 0 |  |  | 0 | 0 | 0 | 0 | 0 | 0 | 0 | 0 | 0 | 0 | 0 | 0 | 0 | 0 | 0 | 0
92188 | 0 |  |  | 0 | 0 | 0 | 0 | 0 | 0 | 0 | 0 | 0 | 0 | 0 | 0 | 0 | 0 | 0 | 0
92189 | 0 |  |  | 0 | 0 | 0 | 0 | 0 | 0 | 0 | 0 | 0 | 0 | 0 | 0 | 0 | 0 | 0 | 0
92190 | 0 |  |  | 0 | 0 | 0 | 0 | 0 | 0 | 0 | 0 | 0 | 0 | 0 | 0 | 0 | 0 | 0 | 0
92191 | 0 |  |  | 0 | 0 | 0 | 0 | 0 | 0 | 0 | 0 | 0 | 0 | 0 | 0 | 0 | 0 | 0 | 0
92192 | 0 |  |  | 0 | 0 | 0 | 0 | 0 | 0 | 0 | 0 | 0 | 0 | 0 | 0 | 0 | 0 | 0 | 0
92193 | 0 |  |  | 0 | 0 | 0 | 0 | 0 | 0 | 0 | 0 | 0 | 0 | 0 | 0 | 0 | 0 | 0 | 0
92194 | 0 |  |  | 0 | 0 | 0 | 0 | 0 | 0 | 0 | 0 | 0 | 0 | 0 | 0 | 0 | 0 | 0 | 0
92195 | 0 |  |  | 0 | 0 | 0 | 0 | 0 | 0 | 0 | 0 | 0 | 0 | 0 | 0 | 0 | 0 | 0 | 0
92196 | 0 |  |  | 0 | 0 | 0 | 0 | 0 | 0 | 0 | 0 | 0 | 0 | 0 | 0 | 0 | 0 | 0 | 0
92197 | 0 |  |  | 0 | 0 | 0 | 0 | 0 | 0 | 0 | 0 | 0 | 0 | 0 | 0 | 0 | 0 | 0 | 0
92198 | 0 |  |  | 0 | 0 | 0 | 0 | 0 | 0 | 0 | 0 | 0 | 0 | 0 | 0 | 0 | 0 | 0 | 0
92199 | N |  |  | 0 | 0 | 0 | 0 | 0 | 0 | 0 | 0 | 1 | #VALUE! | 0 | 0 | 0 | 0 | 0 | 0
Totals: |  |  |  | 39 | #VALUE! | 2 | #VALUE! | 8 | #VALUE! | 25 | #VALUE! | 11 | #VALUE! | 11 | #VALUE! | 2 | #VALUE! | 1 | #VALUE!

## ICA_Summary
| PV Sites |  | ICA
| Substation Name | Substation Survey Siting Potential [MW] | Substation Minimal Impact [MW] | Substation Possible Impact [MW]
Substn Sort Key | Feeder ID | Feeder Survey Siting Potential [MW] | PV Feeder Minimal Impact [MW] | PV Feeder Possible Impact [MW]
Artesian | Artesian | Ckt1_ID | Sum of Struc_W | Max of Ckt1_Cap_Avail
Artesian | Artesian | 0 | #VALUE! | 1.23
Artesian | 0 | 1104 | #VALUE! | 0.88
Artesian | 0 | 1100 | #VALUE! | 1.23
Bernardo | Bernardo | 1102 | #VALUE! | 1.23
Bernardo | Bernardo | 0 | #VALUE! | 1.75
Bernardo | 0 | 534 | #VALUE! | 1.75
Bernardo | 0 | 537 | #VALUE! | 1.46
Bernardo | 0 | 292 | #VALUE! | 1.27
Bernardo | 0 | 543 | #VALUE! | 1.49
Bernardo | 0 | 540 | 0 | 1.44
Bernardo | 0 | 577 | #VALUE! | 1.48
Border | Border | 575 | #VALUE! | 1.5
Border | Border | 0 | #VALUE! | 1.46
Border | 0 | 533 | #VALUE! | 1.35
Border | 0 | 534 | #VALUE! | 1.03
Border | 0 | 535 | #VALUE! | 1.41
Chicarita | Chicarita | 1160 | #VALUE! | 1.46
Chicarita | Chicarita | 0 | #VALUE! | 1.08
Chicarita | 0 | 500 | #VALUE! | 1.04
Chollas West | Chollas West | 910 | #VALUE! | 1.08
Chollas West | Chollas West | 0 | #VALUE! | 1.23
Clairmont | Clairmont | 164 | #VALUE! | 1.23
Clairmont | Clairmont | 0 | #VALUE! | 1.32
Clairmont | 0 | 274 | #VALUE! | 1.17
Clairmont | 0 | 277 | #VALUE! | 1.27
Division | Division | 279 | #VALUE! | 1.32
Division | Division | 0 | #VALUE! | 1.5
Eastgate | Eastgate | 48 | #VALUE! | 1.5
Eastgate | Eastgate | 0 | #VALUE! | 1.5
Eastgate | 0 | 968 | #VALUE! | 1.49
Elliot | Elliot | 969 | #VALUE! | 1.5
Elliot | Elliot | 0 | #VALUE! | 1.32
Friars | Friars | 385 | #VALUE! | 1.32
Friars | Multiple | 0 | #VALUE! | 1.5
Friars | 0 | Multiple | 0 | 0
Friars | 0 | 39 | #VALUE! | 1.5
Friars | 0 | 1060 | #VALUE! | 1.46
Genesee | Genesee | 35 | #VALUE! | 1.39
Genesee | Genesee | 0 | #VALUE! | 1.5
Genesee | 0 | 268 | #VALUE! | 1.49
Genesee | 0 | 271 | #VALUE! | 1.49
Genesee | Multiple | 272 | #VALUE! | 1.34
Genesee | 0 | Multiple | 0 | 0
Genesee | 0 | 273 | #VALUE! | 1.48
Genesee | 0 | 270 | #VALUE! | 1.5
Genesee | 0 | 748 | #VALUE! | 1.5
Grant Hill | Grant Hill | 745 | #VALUE! | 1.46
Grant Hill | Grant Hill | 0 | #VALUE! | 1.37
Imperial Beach | Imperial Beach | 1434 | #VALUE! | 1.37
Imperial Beach | Imperial Beach | 0 | #VALUE! | 1.4
Kearney | Kearney | 723 | #VALUE! | 1.4
Kearney | Kearney | 0 | #VALUE! | 1.5
Kearney | 0 | 711 | #VALUE! | 1.5
Kearney | 0 | 251 | #VALUE! | 0.98
Kearney | 0 | 712 | #VALUE! | 1.48
Kearney | 0 | 348 | #VALUE! | 0.78
Kettner | Kettner | 254 | #VALUE! | 1.45
Kettner | Kettner | 0 | #VALUE! | 1.5
Kettner | 0 | 134 | #VALUE! | 1.5
Kettner | 0 | 135 | #VALUE! | 1.41
Kettner | Multiple | 458 | #VALUE! | 1.4
Kettner | (blank) | Multiple | 0 | 0
Mesa Heights | Mesa Heights | (empty) | 0 | 0
Mesa Heights | Mesa Heights | 0 | #VALUE! | 1.77
Mesa Heights | 0 | 776 | #VALUE! | 1.73
Mesa Heights | 0 | 775 | #VALUE! | 1.77
Mesa Heights | 0 | 1286 | #VALUE! | 1.76
Mesa Heights | 0 | 774 | #VALUE! | 1.77
Mesa Rim | Mesa Rim | 772 | 0 | 1.76
Mesa Rim | Mesa Rim | 0 | #VALUE! | 1.49
Mira Mesa | Mira Mesa | 959 | #VALUE! | 1.49
Mira Mesa | Mira Mesa | 0 | #VALUE! | 1.41
Miramar | Miramar | 962 | #VALUE! | 1.41
Miramar | Miramar | 0 | #VALUE! | 1.48
Miramar | 0 | 223 | #VALUE! | 1.42
Miramar | 0 | 761 | #VALUE! | 1.43
Miramar | 0 | 224 | #VALUE! | 1.48
Miramar | 0 | 229 | #VALUE! | 1.37
Missing ICA | Missing ICA | 228 | #VALUE! | 1.42
- | - | 0 | #VALUE! | 0
- | (blank) | - | #VALUE! | 0
Mission | Mission | (empty) | 0 | 0
Mission | Multiple | 0 | #VALUE! | 1.5
Mission | 0 | Multiple | 0 | 0
Mission | 0 | 144 | #VALUE! | 1.26
Mission | 0 | 706 | #VALUE! | 1.36
Mission | 0 | 707 | #VALUE! | 1.5
Mission | 0 | 145 | #VALUE! | 1.43
Mission | 0 | 147 | #VALUE! | 1.37
Mission | 0 | 146 | #VALUE! | 1.45
Mission | 0 | 149 | #VALUE! | 1.5
Mission | 0 | 704 | #VALUE! | 1.5
Mission | Multiple | 143 | #VALUE! | 1.42
Mission | Multiple | 0 | 0 | 0
Murray | Murray | Multiple | 0 | 0
Murray | Murray | 0 | #VALUE! | 1.38
Murray | 0 | 85 | #VALUE! | 0.58
North City West | North City West | 88 | #VALUE! | 1.38
North City West | North City West | 0 | #VALUE! | 1.5
North City West | 0 | 831 | #VALUE! | 1.33
North City West | 0 | 830 | #VALUE! | 1.5
North City West | 0 | 833 | #VALUE! | 1.4
Old Town | Old Town | 832 | #VALUE! | 1.01
Old Town | Old Town | 0 | #VALUE! | 1.5
Old Town | 0 | 100 | #VALUE! | 1.46
Old Town | 0 | 136 | #VALUE! | 1.49
Old Town | 0 | 491 | #VALUE! | 1.5
Old Town | 0 | 60 | #VALUE! | 1.19
Pacific Beach | Pacific Beach | 124 | #VALUE! | 0.79
Pacific Beach | Pacific Beach | 0 | #VALUE! | 1.45
Pacific Beach | 0 | 546 | #VALUE! | 1.45
Paradise | Paradise | 545 | #VALUE! | 1.43
Paradise | Paradise | 0 | #VALUE! | 1.33
Point Loma | Point Loma | 323 | #VALUE! | 1.33
Point Loma | Point Loma | 0 | #VALUE! | 1.5
Point Loma | 0 | 50 | #VALUE! | 1.44
Point Loma | 0 | 55 | #VALUE! | 1.46
Point Loma | 0 | 740 | #VALUE! | 1.29
Point Loma | Multiple | 741 | #VALUE! | 1.5
Rancho Carmel | Rancho Carmel | Multiple | 0 | 0
Rancho Carmel | Rancho Carmel | 0 | #VALUE! | 1.49
Rancho Carmel | 0 | 934 | #VALUE! | 1.49
Rancho Carmel | 0 | 937 | #VALUE! | 1.4
Rancho Carmel | 0 | 936 | #VALUE! | 1.38
Rose Canyon | Rose Canyon | 930 | #VALUE! | 1.03
Rose Canyon | Rose Canyon | 0 | #VALUE! | 1.48
Rose Canyon | 0 | 65 | #VALUE! | 1.24
Rose Canyon | 0 | 120 | #VALUE! | 1.4
Rose Canyon | 0 | 273 | #VALUE! | 1.48
Sampson | Sampson | 69 | #VALUE! | 1.44
Sampson | Sampson | 0 | #VALUE! | 1.59
Sampson | 0 | 128 | #VALUE! | 1.5
Sampson | 0 | 129 | #VALUE! | 1.44
Sampson | Multiple | 130 | #VALUE! | 1.35
Sampson | 0 | Multiple | 0 | 0
Sampson | 0 | 131 | #VALUE! | 1.59
San Ysidro | San Ysidro | 123 | #VALUE! | 1.48
San Ysidro | San Ysidro | 0 | #VALUE! | 1.48
San Ysidro | 0 | 334 | #VALUE! | 1.22
San Ysidro | 0 | 460 | #VALUE! | 1.23
San Ysidro | 0 | 461 | #VALUE! | 1.44
San Ysidro | Multiple | 1201 | #VALUE! | 1.48
Scripps | Scripps | Multiple | 0 | 0
Scripps | Scripps | 0 | #VALUE! | 1.36
Scripps | 0 | 438 | #VALUE! | 1.21
Scripps | 0 | 435 | #VALUE! | 1.31
Station B | Station B | 729 | #VALUE! | 1.36
Station B | Station B | 0 | #VALUE! | 1.22
Station F | Station F | 756 | #VALUE! | 1.22
Station F | Station F | 0 | #VALUE! | 1.41
Streamview | Streamview | 362 | #VALUE! | 1.41
Streamview | Streamview | 0 | #VALUE! | 1.59
Streamview | 0 | 167 | #VALUE! | 0.47
Streamview | 0 | 168 | #VALUE! | 1.29
Streamview | 0 | 430 | #VALUE! | 1.59
Torrey Pines | Torrey Pines | 169 | #VALUE! | 1.31
Torrey Pines | Torrey Pines | 0 | #VALUE! | 1.5
Torrey Pines | 0 | 735 | #VALUE! | 1.5
Torrey Pines | 0 | 737 | #VALUE! | 1.5
Urban | Urban | 266 | #VALUE! | 1.14
Urban | Urban | 0 | #VALUE! | 1.49
Urban | 0 | 426 | #VALUE! | 1.41
Urban | 0 | 465 | #VALUE! | 0.88
ZZZ-END | ZZZ-END | 427 | #VALUE! | 1.49
ZZZ-END | ZZZ-END | 0 | 0 | 0
ZZZ-END | (blank) | ZZZ-END | 0 | 0
ZZZ-END | (blank) | 0 | #VALUE! | 0
Grand Total | Grand Total | (empty) | #VALUE! | 0
Grand Total | Total Result | 0 | #VALUE! | 1.77
Grand Total | 0 | 0 | 0 | 0
| 0 | 0 | 0 | 0
| 0 | 0 | 0 | 0
| 0 | 0 | 0 | 0
Data
| Zone_ID | Ckt1_ID | Sum of Struc_W | Max of Ckt1_Cap_Avail | Max of Ckt2_Cap_Avail
| Artesian |  | #VALUE! | 1.23 | 8.18
|  | 1104 | #VALUE! | 0.88 | 5.27
|  | 1100 | #VALUE! | 1.23 | 8.18
|  | 1102 | #VALUE! | 1.23 | 8.17
| Bernardo |  | #VALUE! | 1.75 | 11.65
|  | 534 | #VALUE! | 1.75 | 11.65
|  | 537 | #VALUE! | 1.46 | 9.75
|  | 292 | #VALUE! | 1.27 | 8.47
|  | 543 | #VALUE! | 1.49 | 9.9
|  | 540 | 0 | 1.44 | 9.6
|  | 577 | #VALUE! | 1.48 | 9.9
|  | 575 | #VALUE! | 1.5 | 10
| Border |  | #VALUE! | 1.46 | 9.76
|  | 533 | #VALUE! | 1.35 | 8.99
|  | 534 | #VALUE! | 1.03 | 6.87
|  | 535 | #VALUE! | 1.41 | 9.4
|  | 1160 | #VALUE! | 1.46 | 9.76
| Chicarita |  | #VALUE! | 1.08 | 7.19
|  | 500 | #VALUE! | 1.04 | 6.91
|  | 910 | #VALUE! | 1.08 | 7.19
| Chollas West |  | #VALUE! | 1.23 | 8.19
|  | 164 | #VALUE! | 1.23 | 8.19
| Clairmont |  | #VALUE! | 1.32 | 8.77
|  | 274 | #VALUE! | 1.17 | 7.78
|  | 277 | #VALUE! | 1.27 | 8.47
|  | 279 | #VALUE! | 1.32 | 8.77
| Division |  | #VALUE! | 1.5 | 10
|  | 48 | #VALUE! | 1.5 | 10
| Eastgate |  | #VALUE! | 1.5 | 10
|  | 968 | #VALUE! | 1.49 | 9.91
|  | 969 | #VALUE! | 1.5 | 10
| Elliot |  | #VALUE! | 1.32 | 8.77
|  | 385 | #VALUE! | 1.32 | 8.77
| Friars |  | #VALUE! | 1.5 | 9.98
|  | Multiple | 0
|  | 39 | #VALUE! | 1.5 | 9.98
|  | 1060 | #VALUE! | 1.46 | 9.74
|  | 35 | #VALUE! | 1.39 | 9.25
| Genesee |  | #VALUE! | 1.5 | 10
|  | 268 | #VALUE! | 1.49 | 9.95
|  | 271 | #VALUE! | 1.49 | 9.9
|  | 272 | #VALUE! | 1.34 | 8.95
|  | Multiple | 0
|  | 273 | #VALUE! | 1.48 | 9.89
|  | 270 | #VALUE! | 1.5 | 10
|  | 748 | #VALUE! | 1.5 | 10
|  | 745 | #VALUE! | 1.46 | 9.74
| Grant Hill |  | #VALUE! | 1.37 | 9.11
|  | 1434 | #VALUE! | 1.37 | 9.11
| Imperial Beach |  | #VALUE! | 1.4 | 9.33
|  | 723 | #VALUE! | 1.4 | 9.33
| Kearney |  | #VALUE! | 1.5 | 9.97
|  | 711 | #VALUE! | 1.5 | 9.97
|  | 251 | #VALUE! | 0.98 | 6.56
|  | 712 | #VALUE! | 1.48 | 9.84
|  | 348 | #VALUE! | 0.78 | 5.23
|  | 254 | #VALUE! | 1.45 | 9.66
| Kettner |  | #VALUE! | 1.5 | 10
|  | 134 | #VALUE! | 1.5 | 10
|  | 135 | #VALUE! | 1.41 | 9.4
|  | 458 | #VALUE! | 1.4 | 9.33
|  | Multiple | 0
|  | (empty) | 0
| Mesa Heights |  | #VALUE! | 1.77 | 11.82
|  | 776 | #VALUE! | 1.73 | 11.5
|  | 775 | #VALUE! | 1.77 | 11.82
|  | 1286 | #VALUE! | 1.76 | 11.75
|  | 774 | #VALUE! | 1.77 | 11.79
|  | 772 |  | 1.76 | 11.73
| Mesa Rim |  | #VALUE! | 1.49 | 9.93
|  | 959 | #VALUE! | 1.49 | 9.93
| Mira Mesa |  | #VALUE! | 1.41 | 9.37
|  | 962 | #VALUE! | 1.41 | 9.37
| Miramar |  | #VALUE! | 1.48 | 9.84
|  | 223 | #VALUE! | 1.42 | 9.47
|  | 761 | #VALUE! | 1.43 | 9.54
|  | 224 | #VALUE! | 1.48 | 9.84
|  | 229 | #VALUE! | 1.37 | 9.1
|  | 228 | #VALUE! | 1.42 | 9.46
| Missing ICA |  | #VALUE!
|  | - | #VALUE!
|  | (empty) | 0
| Mission |  | #VALUE! | 1.5 | 10
|  | Multiple | 0
|  | 144 | #VALUE! | 1.26 | 8.42
|  | 706 | #VALUE! | 1.36 | 9.06
|  | 707 | #VALUE! | 1.5 | 10
|  | 145 | #VALUE! | 1.43 | 9.54
|  | 147 | #VALUE! | 1.37 | 9.13
|  | 146 | #VALUE! | 1.45 | 9.66
|  | 149 | #VALUE! | 1.5 | 10
|  | 704 | #VALUE! | 1.5 | 10
|  | 143 | #VALUE! | 1.42 | 9.44
| Multiple |  | 0
|  | Multiple | 0
| Murray |  | #VALUE! | 1.38 | 9.17
|  | 85 | #VALUE! | 0.58 | 3.88
|  | 88 | #VALUE! | 1.38 | 9.17
| North City West |  | #VALUE! | 1.5 | 9.98
|  | 831 | #VALUE! | 1.33 | 8.88
|  | 830 | #VALUE! | 1.5 | 9.98
|  | 833 | #VALUE! | 1.4 | 9.35
|  | 832 | #VALUE! | 1.01 | 6.75
| Old Town |  | #VALUE! | 1.5 | 9.98
|  | 100 | #VALUE! | 1.46 | 9.75
|  | 136 | #VALUE! | 1.49 | 9.96
|  | 491 | #VALUE! | 1.5 | 9.98
|  | 60 | #VALUE! | 1.19 | 7.92
|  | 124 | #VALUE! | 0.79 | 5.26
| Pacific Beach |  | #VALUE! | 1.45 | 9.7
|  | 546 | #VALUE! | 1.45 | 9.7
|  | 545 | #VALUE! | 1.43 | 9.56
| Paradise |  | #VALUE! | 1.33 | 8.87
|  | 323 | #VALUE! | 1.33 | 8.87
| Point Loma |  | #VALUE! | 1.5 | 10
|  | 50 | #VALUE! | 1.44 | 9.62
|  | 55 | #VALUE! | 1.46 | 9.74
|  | 740 | #VALUE! | 1.29 | 8.62
|  | 741 | #VALUE! | 1.5 | 10
|  | Multiple | 0
| Rancho Carmel |  | #VALUE! | 1.49 | 9.91
|  | 934 | #VALUE! | 1.49 | 9.91
|  | 937 | #VALUE! | 1.4 | 9.33
|  | 936 | #VALUE! | 1.38 | 9.23
|  | 930 | #VALUE! | 1.03 | 6.85
| Rose Canyon |  | #VALUE! | 1.48 | 9.89
|  | 65 | #VALUE! | 1.24 | 8.26
|  | 120 | #VALUE! | 1.4 | 9.31
|  | 273 | #VALUE! | 1.48 | 9.89
|  | 69 | #VALUE! | 1.44 | 9.63
| Sampson |  | #VALUE! | 1.59 | 10.6
|  | 128 | #VALUE! | 1.5 | 10
|  | 129 | #VALUE! | 1.44 | 9.66
|  | 130 | #VALUE! | 1.35 | 9.02
|  | Multiple | 0
|  | 131 | #VALUE! | 1.59 | 10.6
|  | 123 | #VALUE! | 1.48 | 9.84
| San Ysidro |  | #VALUE! | 1.48 | 9.89
|  | 334 | #VALUE! | 1.22 | 8.11
|  | 460 | #VALUE! | 1.23 | 8.19
|  | 461 | #VALUE! | 1.44 | 9.62
|  | 1201 | #VALUE! | 1.48 | 9.89
|  | Multiple | 0
| Scripps |  | #VALUE! | 1.36 | 9.07
|  | 438 | #VALUE! | 1.21 | 8.05
|  | 435 | #VALUE! | 1.31 | 8.76
|  | 729 | #VALUE! | 1.36 | 9.07
| Station B |  | #VALUE! | 1.22 | 8.12
|  | 756 | #VALUE! | 1.22 | 8.12
| Station F |  | #VALUE! | 1.41 | 9.41
|  | 362 | #VALUE! | 1.41 | 9.41
| Streamview |  | #VALUE! | 1.59 | 10.6
|  | 167 | #VALUE! | 0.47 | 3.12
|  | 168 | #VALUE! | 1.29 | 8.61
|  | 430 | #VALUE! | 1.59 | 10.6
|  | 169 | #VALUE! | 1.31 | 8.71
| Torrey Pines |  | #VALUE! | 1.5 | 10
|  | 735 | #VALUE! | 1.5 | 10
|  | 737 | #VALUE! | 1.5 | 10
|  | 266 | #VALUE! | 1.14 | 7.57
| Urban |  | #VALUE! | 1.49 | 9.96
|  | 426 | #VALUE! | 1.41 | 9.39
|  | 465 | #VALUE! | 0.88 | 5.87
|  | 427 | #VALUE! | 1.49 | 9.96
ZZZ-END
ZZZ-END
| (empty) |  | #VALUE!
|  | (empty) | #VALUE!
| Total Result |  | #VALUE! | 1.77 | 11.82

## Data
| Site name, identifier, occupant or description of structure if known | Street address | City_ZIP | ZIP_5 for summaries | North_South | Latitude of structure - GE | Longitude of structure - GE | Marker Symbol on Map | Scale Factor for Symbol in Display. Blank = 1 | Color attribute for Symbol | Short Add'l Text for G-Earth Symbol Label | Scale Factor for Label. Blank = 1 | Color attribute for Label. | Flags 1st use of an address in group | Surface area in sqft | Structure type | PV power density assesment | Estimated PV potential [W, AC] | Total PV potential at this address [W, AC] | Comments re area or assessment. Addresses fm G-Maps | CalEnviroScreen Membership. Focus is on top quartile | Nearest feeder | Use for PV Min Impact [MW] | Use for PV Posbl Impact [MW] | Substation | Estimated feet to feeder
Vector Name: | Site_Desc | Address | City_ZIP | ZIP_5 | N_S | Lati | Longi | Map_Sym | Sym_Scl | Sym_Clr | Label_Text | Label_Scl | Label_Clr | Site_Seq | Area_ft2 | PV_Type | PV_Rating | Struc_W | Site_Sum_W | Comments | CES3Pctl | Ckt1_ID | Ckt1_Cap_Avail | Ckt2_Cap_Avail | Zone_ID | Ckt1_ft
| Pharma_Medical Pkg Garage | 3611-3811 Valley Centre Dr | San Diego, CA 92130 | 92130 | N | 32.9371 | -117.2344 | Pkg_Garage | 1 |  |  | 1 |  | 1 | 157000 | Pkg_Garage | High | #VALUE! | #VALUE! |  |  | 831 | 1.33 | 8.88 | North City West | 0
| Becton, Dickinson and Company (BD) | 3750 Torrey View Ct | San Diego, CA 92130 | 92130 | N | 32.922 | -117.2331 | Biz | 1.5 |  | Total | 1.25 |  | 6 |  |  |  | 0 | #VALUE! |  |  | 266 | 1.14 | 7.57 | Torrey Pines
| BD Pkg Lot NE | 3750 Torrey View Ct | San Diego, CA 92130 | 92130 | N | 32.922 | -117.2306 | Pkg_Lot | 0.75 |  |  | 0.75 |  | 0 | 102000 | Pkg_Lot | High | #VALUE! | #VALUE! |  |  | 266 | 1.14 | 7.57 | Torrey Pines | 0
| BD Pkg Lot SW | 3750 Torrey View Ct | San Diego, CA 92130 | 92130 | N | 32.9213 | -117.2336 | Pkg_Lot | 0.75 |  |  | 0.75 |  | 0 | 40000 | Pkg_Lot | High | #VALUE! | #VALUE! |  |  | 266 | 1.14 | 7.57 | Torrey Pines | 0
| BD Pkg Lot NW | 3750 Torrey View Ct | San Diego, CA 92130 | 92130 | N | 32.9226 | -117.234 | Pkg_Lot | 0.75 |  |  | 0.75 |  | 0 | 20000 | Pkg_Lot | High | #VALUE! | #VALUE! |  |  | 266 | 1.14 | 7.57 | Torrey Pines | 400
| BD Bldg W | 3750 Torrey View Ct | San Diego, CA 92130 | 92130 | N | 32.922 | -117.2338 | Roof_Flat | 0.75 |  |  | 0.75 |  | 0 | 23000 | Roof_Flat | High | #VALUE! | #VALUE! |  |  | 266 | 1.14 | 7.57 | Torrey Pines | 200
| BD Bldg E | 3750 Torrey View Ct | San Diego, CA 92130 | 92130 | N | 32.9216 | -117.2322 | Roof_Flat | 0.75 |  |  | 0.75 |  | 0 | 20000 | Roof_Flat | High | #VALUE! | #VALUE! |  |  | 266 | 1.14 | 7.57 | Torrey Pines | 200
| Unknown Business Park | 16550 W Bernardo Dr | San Diego, CA 92127 | 92127 | N | 33.0182 | -117.0859 | Biz | 1.5 |  | Total | 1.25 |  | 6 |  |  |  | 0 | #VALUE! | Unclear if feeder extends into center of business park; two feeders in area |  | 537 | 1.46 | 9.75 | Bernardo
| Northrop Grumman Bldg 8 | 16550 W Bernardo Dr | San Diego, CA 92127 | 92127 | N | 33.0169 | -117.0864 | Roof_Flat | 0.75 |  |  | 0.75 |  | 0 | 262000 | Roof_Flat | Low | #VALUE! | #VALUE! |  |  | 537 | 1.46 | 9.75 | Bernardo | 0
| Menon | 16550 W Bernardo Dr | San Diego, CA 92127 | 92127 | N | 33.019 | -117.0846 | Roof_Flat | 0.75 |  |  | 0.75 |  | 0 | 160000 | Roof_Flat | Medium | #VALUE! | #VALUE! |  |  | 534 | 1.75 | 11.65 | Bernardo | 0
| Pkg 1 | 16550 W Bernardo Dr | San Diego, CA 92127 | 92127 | N | 33.0196 | -117.086 | Pkg_Lot | 0.75 |  |  | 0.75 |  | 0 | 176000 | Pkg_Lot | High | #VALUE! | #VALUE! |  |  | 534 | 1.75 | 11.65 | Bernardo | 200
| Pkg 2 | 16550 W Bernardo Dr | San Diego, CA 92127 | 92127 | N | 33.0174 | -117.087 | Pkg_Lot | 0.75 |  |  | 0.75 |  | 0 | 108000 | Pkg_Lot | High | #VALUE! | #VALUE! |  |  | 534 | 1.75 | 11.65 | Bernardo | 100
| Pkg 3 | 16550 W Bernardo Dr | San Diego, CA 92127 | 92127 | N | 33.0174 | -117.0852 | Pkg_Lot | 0.75 |  |  | 0.75 |  | 0 | 69000 | Pkg_Lot | High | #VALUE! | #VALUE! |  |  | 537 | 1.46 | 9.75 | Bernardo | 300
| Unknown Shopping Center | 17170 Camino Del Sur | San Diego, CA 92127 | 92127 | N | 33.0201 | -117.1254 | Shopping | 1.5 |  | Total | 1.25 |  | 7 |  |  |  | 0 | #VALUE! | Distance is rough estimate; two feeders in area |  | 1104 | 0.88 | 5.27 | Artesian
| Target | 17170 Camino Del Sur | San Diego, CA 92127 | 92127 | N | 33.0195 | -117.1256 | Roof_Flat | 0.75 |  |  | 0.75 |  | 0 | 136000 | Roof_Flat | Medium | #VALUE! | #VALUE! |  |  | 1104 | 0.88 | 5.27 | Artesian | 0
| Shopping Ctr Pkg 1 | 17170 Camino Del Sur | San Diego, CA 92127 | 92127 | N | 33.0198 | -117.1263 | Pkg_Lot | 0.75 |  |  | 0.75 |  | 0 | 36000 | Pkg_Lot | High | #VALUE! | #VALUE! |  |  | 1104 | 0.88 | 5.27 | Artesian | 100
| Shopping Ctr Pkg 2 | 17170 Camino Del Sur | San Diego, CA 92127 | 92127 | N | 33.0208 | -117.1261 | Pkg_Lot | 0.75 |  |  | 0.75 |  | 0 | 50000 | Pkg_Lot | High | #VALUE! | #VALUE! |  |  | 1104 | 0.88 | 5.27 | Artesian | 200
| Shopping Ctr Pkg 3 | 17170 Camino Del Sur | San Diego, CA 92127 | 92127 | N | 33.0208 | -117.1255 | Pkg_Lot | 0.75 |  |  | 0.75 |  | 0 | 29000 | Pkg_Lot | High | #VALUE! | #VALUE! |  |  | 1100 | 1.23 | 8.18 | Artesian | 300
| Shopping Ctr Pkg 4 | 17170 Camino Del Sur | San Diego, CA 92127 | 92127 | N | 33.0206 | -117.1249 | Pkg_Lot | 0.75 |  |  | 0.75 |  | 0 | 80000 | Pkg_Lot | High | #VALUE! | #VALUE! |  |  | 1100 | 1.23 | 8.18 | Artesian | 300
| Shopping Ctr Pkg 5 | 17170 Camino Del Sur | San Diego, CA 92127 | 92127 | N | 33.0201 | -117.1231 | Pkg_Lot | 0.75 |  |  | 0.75 |  | 0 | 76000 | Pkg_Lot | High | #VALUE! | #VALUE! |  |  | 1100 | 1.23 | 8.18 | Artesian | 200
| Del Norte High School | 16601 Nighthawk Ln | San Diego, CA 92127 | 92127 | N | 33.0144 | -117.1215 | Edu | 1.5 |  | Total | 1.25 |  | 5 |  |  |  | 0 | #VALUE! | Two feeders in the area; 1104 and 1100 |  | 1104 | 0.88 | 5.27 | Artesian
| Del Norte HS Pkg 1 | 16601 Nighthawk Ln | San Diego, CA 92127 | 92127 | N | 33.0151 | -117.1235 | Pkg_Lot | 0.75 |  |  | 0.75 |  | 0 | 51000 | Pkg_Lot | High | #VALUE! | #VALUE! |  |  | 1104 | 0.88 | 5.27 | Artesian | 0
| Del Norte HS Pkg 2 | 16601 Nighthawk Ln | San Diego, CA 92127 | 92127 | N | 33.0159 | -117.1227 | Pkg_Lot | 0.75 |  |  | 0.75 |  | 0 | 123000 | Pkg_Lot | High | #VALUE! | #VALUE! |  |  | 1104 | 0.88 | 5.27 | Artesian | 100
| Del Norte HS Pkg 3 | 16601 Nighthawk Ln | San Diego, CA 92127 | 92127 | N | 33.016 | -117.1214 | Pkg_Lot | 0.75 |  |  | 0.75 |  | 0 | 104000 | Pkg_Lot | High | #VALUE! | #VALUE! |  |  | 1104 | 0.88 | 5.27 | Artesian | 200
| Del Norte HS Pkg 4 | 16601 Nighthawk Ln | San Diego, CA 92127 | 92127 | N | 33.0154 | -117.1202 | Pkg_Lot | 0.75 |  |  | 0.75 |  | 0 | 14000 | Pkg_Lot | High | #VALUE! | #VALUE! |  |  | 1100 | 1.23 | 8.18 | Artesian | 100
| Broadcom Pkg Lot | 16340 W Bernardo Dr | San Diego, CA 92127 | 92127 | N | 33.0135 | -117.091 | Pkg_Lot | 1 |  |  | 1 |  | 1 | 255000 | Pkg_Lot | High | #VALUE! | #VALUE! |  |  | 292 | 1.27 | 8.47 | Bernardo | 0
| HP Offices | 16399 W Bernardo Dr | San Diego, CA 92127 | 92127 | N | 33.0113 | -117.0879 | Biz | 1.5 |  | Total | 1.25 |  | 7 |  |  |  | 0 | #VALUE! |  |  | 543 | 1.49 | 9.9 | Bernardo
| HP Offices-Existing PV | 16399 W Bernardo Dr | San Diego, CA 92127 | 92127 | N | 33.011 | -117.0897 | Target | 0.75 | Red |  | 0.75 |  | 0 |  | Existing |  | 0 | #VALUE! |  |  | 540 | 1.44 | 9.6 | Bernardo | 400
| HP Offices-Pkg 1 | 16399 W Bernardo Dr | San Diego, CA 92127 | 92127 | N | 33.0125 | -117.0887 | Pkg_Lot | 0.75 |  |  | 0.75 |  | 0 | 67000 | Pkg_Lot | High | #VALUE! | #VALUE! |  |  | 543 | 1.49 | 9.9 | Bernardo | 100
| HP Offices-Pkg 2 | 16399 W Bernardo Dr | San Diego, CA 92127 | 92127 | N | 33.0121 | -117.0901 | Pkg_Lot | 0.75 |  |  | 0.75 |  | 0 | 83000 | Pkg_Lot | High | #VALUE! | #VALUE! |  |  | 543 | 1.49 | 9.9 | Bernardo | 100
| HP Offices-Pkg 3 | 16399 W Bernardo Dr | San Diego, CA 92127 | 92127 | N | 33.0108 | -117.0908 | Pkg_Lot | 0.75 |  |  | 0.75 |  | 0 | 48000 | Pkg_Lot | High | #VALUE! | #VALUE! |  |  | 543 | 1.49 | 9.9 | Bernardo | 150
| HP Offices-Pkg 4 | 16399 W Bernardo Dr | San Diego, CA 92127 | 92127 | N | 33.0099 | -117.0901 | Pkg_Lot | 0.75 |  |  | 0.75 |  | 0 | 150000 | Pkg_Lot | High | #VALUE! | #VALUE! |  |  | 543 | 1.49 | 9.9 | Bernardo | 200
| HP Offices-Pkg 5 | 16399 W Bernardo Dr | San Diego, CA 92127 | 92127 | N | 33.0094 | -117.0889 | Pkg_Lot | 0.75 |  |  | 0.75 |  | 0 | 114000 | Pkg_Lot | High | #VALUE! | #VALUE! |  |  | 543 | 1.49 | 9.9 | Bernardo | 300
| Jerome's - Corp HQ / Distribution Center | 16960 Mesamint St | San Diego, CA 92127 | 92127 | N | 33.0165 | -117.106 | Roof_Flat | 1 |  |  | 1 |  | 1 | 382000 | Roof_Flat | Medium | #VALUE! | #VALUE! | Skylights |  | 577 | 1.48 | 9.9 | Bernardo | 0
| Amazon DSD1 Warehouse | 16550 Via Esprillo | San Diego, CA 92127 | 92127 | N | 33.0178 | -117.0915 | Storage | 1.5 |  | Total | 1.25 |  | 3 |  |  |  | 0 | #VALUE! |  |  | 537 | 1.46 | 9.75 | Bernardo
| Amazon DSD1 Warehouse Bldg | 16550 Via Esprillo | San Diego, CA 92127 | 92127 | N | 33.017 | -117.0908 | Roof_Flat | 0.75 |  |  | 0.75 |  | 0 | 163000 | Roof_Flat | Low | #VALUE! | #VALUE! | Skylights |  | 537 | 1.46 | 9.75 | Bernardo | 100
| Amazon DSD1 Warehouse Pkg | 16550 Via Esprillo | San Diego, CA 92127 | 92127 | N | 33.0184 | -117.0913 | Pkg_Lot | 0.75 |  |  | 0.75 |  | 0 | 72000 | Pkg_Lot | High | #VALUE! | #VALUE! |  |  | 537 | 1.46 | 9.75 | Bernardo | 0
| General Atomics | 16761 Via Del Campo Ct | San Diego, CA 92127 | 92127 | N | 33.0167 | -117.0932 | Biz | 1.5 |  | Total | 1.25 |  | 8 |  |  |  | 0 | #VALUE! |  |  | 543 | 1.49 | 9.9 | Bernardo
| General Atomics Aero | 16761 Via Del Campo Ct | San Diego, CA 92127 | 92127 | N | 33.0179 | -117.0949 | Roof_Flat | 0.75 |  |  | 0.75 |  | 0 | 89000 | Roof_Flat | Medium | #VALUE! | #VALUE! | Eqpt cutouts |  | 543 | 1.49 | 9.9 | Bernardo | 100
| General Atomics G-92 | 16761 Via Del Campo Ct | San Diego, CA 92127 | 92127 | N | 33.0169 | -117.0922 | Roof_Flat | 0.75 |  |  | 0.75 |  | 0 | 88000 | Roof_Flat | High | #VALUE! | #VALUE! | Eqpt cutouts |  | 543 | 1.49 | 9.9 | Bernardo | 0
| General Atomics Pkg 1 | 16761 Via Del Campo Ct | San Diego, CA 92127 | 92127 | N | 33.0175 | -117.0938 | Pkg_Lot | 0.75 |  |  | 0.75 |  | 0 | 53000 | Pkg_Lot | High | #VALUE! | #VALUE! |  |  | 543 | 1.49 | 9.9 | Bernardo | 100
| General Atomics Pkg 2 | 16761 Via Del Campo Ct | San Diego, CA 92127 | 92127 | N | 33.019 | -117.0933 | Pkg_Lot | 0.75 |  |  | 0.75 |  | 0 | 139000 | Pkg_Lot | High | #VALUE! | #VALUE! |  |  | 543 | 1.49 | 9.9 | Bernardo | 0
| General Atomics Pkg 3 | 16761 Via Del Campo Ct | San Diego, CA 92127 | 92127 | N | 33.0191 | -117.0917 | Pkg_Lot | 0.75 |  |  | 0.75 |  | 0 | 104000 | Pkg_Lot | High | #VALUE! | #VALUE! |  |  | 543 | 1.49 | 9.9 | Bernardo | 0
| General Atomics Pkg 4 | 16761 Via Del Campo Ct | San Diego, CA 92127 | 92127 | N | 33.0181 | -117.093 | Pkg_Lot | 0.75 |  |  | 0.75 |  | 0 | 44000 | Pkg_Lot | High | #VALUE! | #VALUE! |  |  | 543 | 1.49 | 9.9 | Bernardo | 0
| General Atomics Pkg 5 | 16761 Via Del Campo Ct | San Diego, CA 92127 | 92127 | N | 33.0157 | -117.0926 | Pkg_Lot | 0.75 |  |  | 0.75 |  | 0 | 102000 | Pkg_Lot | High | #VALUE! | #VALUE! |  |  | 543 | 1.49 | 9.9 | Bernardo | 100
| TD &amp; Northrup | 17095 Via Del Campo | San Diego, CA 92127 | 92127 | N | 33.0225 | -117.0915 | Pkg_Lot | 1.5 |  | Total | 1.25 |  | 7 |  |  |  | 0 | #VALUE! |  |  | 575 | 1.5 | 10 | Bernardo
| Teradata Corp Roof | 17095 Via Del Campo | San Diego, CA 92127 | 92127 | N | 33.0224 | -117.0924 | Pkg_Lot | 0.75 |  |  | 0.75 |  | 0 | 37000 | Roof_Flat | High | #VALUE! | #VALUE! |  |  | 575 | 1.5 | 10 | Bernardo | 0
| Northrup Grumman Bldg #3 Roof | 17095 Via Del Campo | San Diego, CA 92127 | 92127 | N | 33.0216 | -117.0912 | Pkg_Lot | 0.75 |  |  | 0.75 |  | 0 | 41000 | Roof_Flat | High | #VALUE! | #VALUE! |  |  | 575 | 1.5 | 10 | Bernardo | 0
| Unk Bldg south | 17095 Via Del Campo | San Diego, CA 92127 | 92127 | N | 33.0214 | -117.0925 | Pkg_Lot | 0.75 |  |  | 0.75 |  | 0 | 55000 | Roof_Flat | High | #VALUE! | #VALUE! |  |  | 575 | 1.5 | 10 | Bernardo | 0
| TD Pkg Lot W | 17095 Via Del Campo | San Diego, CA 92127 | 92127 | N | 33.0222 | -117.0938 | Pkg_Lot | 0.75 |  |  | 0.75 |  | 0 | 89000 | Pkg_Lot | High | #VALUE! | #VALUE! |  |  | 575 | 1.5 | 10 | Bernardo | 0
| NG3 Pkg Lot E | 17095 Via Del Campo | San Diego, CA 92127 | 92127 | N | 33.0208 | -117.091 | Pkg_Lot | 0.75 |  |  | 0.75 |  | 0 | 113000 | Pkg_Lot | High | #VALUE! | #VALUE! |  |  | 575 | 1.5 | 10 | Bernardo | 0
| Unk Bldg pkg lot S | 17095 Via Del Campo | San Diego, CA 92127 | 92127 | N | 33.0208 | -117.0929 | Pkg_Lot | 0.75 |  |  | 0.75 |  | 0 | 33000 | Pkg_Lot | High | #VALUE! | #VALUE! |  |  | 575 | 1.5 | 10 | Bernardo | 0
| Summit at Rancho Bernardo | 16620 W Bernardo Dr | San Diego, CA 92127 | 92127 | N | 33.0147 | -117.0856 | Pkg_Lot | 1 |  |  | 1 |  | 1 | 174000 | Pkg_Lot | High | #VALUE! | #VALUE! |  |  | 537 | 1.46 | 9.75 | Bernardo | 0
| Maranatha Chapel | 10752 Coastwood Rd | San Diego, CA 92127 | 92127 | N | 33.02 | -117.104 | Pkg_Lot | 1.5 |  | Total | 1.25 |  | 4 |  |  |  | 0 | #VALUE! |  |  | 577 | 1.48 | 9.9 | Bernardo
| Maranatha Chapel Bldg | 10752 Coastwood Rd | San Diego, CA 92127 | 92127 | N | 33.0206 | -117.1037 | Roof_Flat | 0.75 |  |  | 0.75 |  | 0 | 13000 | Roof_Flat | High | #VALUE! | #VALUE! |  |  | 577 | 1.48 | 9.9 | Bernardo | 0
| Maranatha Chapel Pkg W | 10752 Coastwood Rd | San Diego, CA 92127 | 92127 | N | 33.0198 | -117.1047 | Pkg_Lot | 0.75 |  |  | 0.75 |  | 0 | 139000 | Pkg_Lot | High | #VALUE! | #VALUE! |  |  | 577 | 1.48 | 9.9 | Bernardo | 50
| Maranatha Chapel Pkg E | 10752 Coastwood Rd | San Diego, CA 92127 | 92127 | N | 33.02 | -117.1028 | Pkg_Lot | 0.75 |  |  | 0.75 |  | 0 | 72000 | Pkg_Lot | High | #VALUE! | #VALUE! |  |  | 577 | 1.48 | 9.9 | Bernardo | 100
| Costco Shopping Ctr | 12350 Carmel Mountain Rd | San Diego, CA 92128 | 92128 | N | 32.9871 | -117.0771 | Shopping | 1.5 |  | Total | 1.25 |  | 6 |  |  |  | 0 | #VALUE! | Map resolution is poor; hard to see feeders |  | 934 | 1.49 | 9.91 | Rancho Carmel
| Costco Main Bldg | 12350 Carmel Mountain Rd | San Diego, CA 92128 | 92128 | N | 32.9876 | -117.0782 | Roof_Flat | 0.75 |  |  | 0.75 |  | 0 | 130000 | Roof_Flat | Low | #VALUE! | #VALUE! | Skylights |  | 934 | 1.49 | 9.91 | Rancho Carmel | 0
| Costco Pkg Lot 1 | 12350 Carmel Mountain Rd | San Diego, CA 92128 | 92128 | N | 32.9877 | -117.0773 | Pkg_Lot | 0.75 |  |  | 0.75 |  | 0 | 59000 | Pkg_Lot | High | #VALUE! | #VALUE! |  |  | 934 | 1.49 | 9.91 | Rancho Carmel | 200
| Costco Pkg Lot 2 | 12350 Carmel Mountain Rd | San Diego, CA 92128 | 92128 | N | 32.9877 | -117.0766 | Pkg_Lot | 0.75 |  |  | 0.75 |  | 0 | 87000 | Pkg_Lot | High | #VALUE! | #VALUE! |  |  | 934 | 1.49 | 9.91 | Rancho Carmel | 100
| Costco Pkg Lot 3 | 12350 Carmel Mountain Rd | San Diego, CA 92128 | 92128 | N | 32.9864 | -117.0765 | Pkg_Lot | 0.75 |  |  | 0.75 |  | 0 | 93000 | Pkg_Lot | High | #VALUE! | #VALUE! |  |  | 934 | 1.49 | 9.91 | Rancho Carmel | 0
| Costco Pkg Lot 4 | 12350 Carmel Mountain Rd | San Diego, CA 92128 | 92128 | N | 32.9867 | -117.0774 | Pkg_Lot | 0.75 |  |  | 0.75 |  | 0 | 57000 | Pkg_Lot | High | #VALUE! | #VALUE! |  |  | 934 | 1.49 | 9.91 | Rancho Carmel | 0
| Priority Moving | 12270 World Trade Dr | San Diego, CA 92128 | 92128 | N | 32.9886 | -117.0733 | Roof_Flat | 1 |  |  | 1 |  | 1 | 182000 | Roof_Flat | Medium | #VALUE! | #VALUE! | Skylights |  | 937 | 1.4 | 9.33 | Rancho Carmel | 0
| Home Depot | 12185 Carmel Mountain Rd | San Diego, CA 92128 | 92128 | N | 32.9841 | -117.075 | Shopping | 1.5 |  | Total | 1.25 |  | 4 |  |  |  | 0 | #VALUE! |  |  | 937 | 1.4 | 9.33 | Rancho Carmel
| Home Depot Bldg | 12185 Carmel Mountain Rd | San Diego, CA 92128 | 92128 | N | 32.9848 | -117.0749 | Roof_Flat | 0.75 |  |  | 0.75 |  | 0 | 88000 | Roof_Flat | Low | #VALUE! | #VALUE! | Skylights |  | 937 | 1.4 | 9.33 | Rancho Carmel | 200
| Home Depot Pkg 1 | 12185 Carmel Mountain Rd | San Diego, CA 92128 | 92128 | N | 32.9837 | -117.0748 | Pkg_Lot | 0.75 |  |  | 0.75 |  | 0 | 127000 | Pkg_Lot | High | #VALUE! | #VALUE! |  |  | 937 | 1.4 | 9.33 | Rancho Carmel | 250
| Home Depot Pkg 2 | 12185 Carmel Mountain Rd | San Diego, CA 92128 | 92128 | N | 32.983 | -117.0749 | Pkg_Lot | 0.75 |  |  | 0.75 |  | 0 | 54000 | Pkg_Lot | High | #VALUE! | #VALUE! |  |  | 937 | 1.4 | 9.33 | Rancho Carmel | 300
| Carmel Mtn Plaza | 11602-12174 Carmel Mountain Rd | San Diego, CA 92128 | 92128 | N | 32.9821 | -117.0783 | Shopping | 1.5 |  | Total | 1.25 |  | 13 |  |  |  | 0 | #VALUE! |  |  | 934 | 1.49 | 9.91 | Rancho Carmel
| Sears Outlet | 11602-12174 Carmel Mountain Rd | San Diego, CA 92128 | 92128 | N | 32.9849 | -117.0777 | Roof_Flat | 0.75 |  |  | 0.75 |  | 0 | 102000 | Roof_Flat | High | #VALUE! | #VALUE! |  |  | 934 | 1.49 | 9.91 | Rancho Carmel | 0
| Michaels | 11602-12174 Carmel Mountain Rd | San Diego, CA 92128 | 92128 | N | 32.9842 | -117.0781 | Roof_Flat | 0.75 |  |  | 0.75 |  | 0 | 16000 | Roof_Flat | High | #VALUE! | #VALUE! |  |  | 934 | 1.49 | 9.91 | Rancho Carmel | 0
| Nordstrom Rack | 11602-12174 Carmel Mountain Rd | San Diego, CA 92128 | 92128 | N | 32.9827 | -117.0786 | Roof_Flat | 0.75 |  |  | 0.75 |  | 0 | 58000 | Roof_Flat | High | #VALUE! | #VALUE! |  |  | 934 | 1.49 | 9.91 | Rancho Carmel | 0
| Marshalls_Ross | 11602-12174 Carmel Mountain Rd | San Diego, CA 92128 | 92128 | N | 32.9814 | -117.0793 | Roof_Flat | 0.75 |  |  | 0.75 |  | 0 | 48000 | Roof_Flat | High | #VALUE! | #VALUE! |  |  | 934 | 1.49 | 9.91 | Rancho Carmel | 0
| (former) Sports Authority | 11602-12174 Carmel Mountain Rd | San Diego, CA 92128 | 92128 | N | 32.9811 | -117.0809 | Roof_Flat | 0.75 |  |  | 0.75 |  | 0 | 37000 | Roof_Flat | High | #VALUE! | #VALUE! |  |  | 934 | 1.49 | 9.91 | Rancho Carmel | 150
| Angelika Film Center | 11602-12174 Carmel Mountain Rd | San Diego, CA 92128 | 92128 | N | 32.9812 | -117.0821 | Roof_Flat | 0.75 |  |  | 0.75 |  | 0 | 20000 | Roof_Flat | High | #VALUE! | #VALUE! |  |  | 934 | 1.49 | 9.91 | Rancho Carmel | 300
| Carmel Mtn Plaza Pkg 1 | 11602-12174 Carmel Mountain Rd | San Diego, CA 92128 | 92128 | N | 32.9844 | -117.0765 | Pkg_Lot | 0.75 |  |  | 0.75 |  | 0 | 152000 | Pkg_Lot | High | #VALUE! | #VALUE! |  |  | 934 | 1.49 | 9.91 | Rancho Carmel | 0
| Carmel Mtn Plaza Pkg 2 | 11602-12174 Carmel Mountain Rd | San Diego, CA 92128 | 92128 | N | 32.9835 | -117.0778 | Pkg_Lot | 0.75 |  |  | 0.75 |  | 0 | 63000 | Pkg_Lot | High | #VALUE! | #VALUE! |  |  | 934 | 1.49 | 9.91 | Rancho Carmel | 100
| Carmel Mtn Plaza Pkg 3 | 11602-12174 Carmel Mountain Rd | San Diego, CA 92128 | 92128 | N | 32.9826 | -117.0774 | Pkg_Lot | 0.75 |  |  | 0.75 |  | 0 | 117000 | Pkg_Lot | High | #VALUE! | #VALUE! |  |  | 934 | 1.49 | 9.91 | Rancho Carmel | 0
| Carmel Mtn Plaza Pkg 4 | 11602-12174 Carmel Mountain Rd | San Diego, CA 92128 | 92128 | N | 32.9816 | -117.0785 | Pkg_Lot | 0.75 |  |  | 0.75 |  | 0 | 59000 | Pkg_Lot | High | #VALUE! | #VALUE! |  |  | 934 | 1.49 | 9.91 | Rancho Carmel | 0
| Carmel Mtn Plaza Pkg 5 | 11602-12174 Carmel Mountain Rd | San Diego, CA 92128 | 92128 | N | 32.9805 | -117.0798 | Pkg_Lot | 0.75 |  |  | 0.75 |  | 0 | 92000 | Pkg_Lot | High | #VALUE! | #VALUE! |  |  | 934 | 1.49 | 9.91 | Rancho Carmel | 0
| Carmel Mtn Plaza Pkg 6 | 11602-12174 Carmel Mountain Rd | San Diego, CA 92128 | 92128 | N | 32.9803 | -117.0813 | Pkg_Lot | 0.75 |  |  | 0.75 |  | 0 | 115000 | Pkg_Lot | High | #VALUE! | #VALUE! |  |  | 934 | 1.49 | 9.91 | Rancho Carmel | 0
| Carmel Mtn Ranch Town Center | 11815 Carmel Mountain Rd | San Diego, CA 92128 | 92128 | N | 32.981 | -117.076 | Shopping | 1.5 |  | Total | 1.25 |  | 4 |  |  |  | 0 | #VALUE! |  |  | 937 | 1.4 | 9.33 | Rancho Carmel
| Carmel Mtn Ranch Town Ctr Pkg 1 | 11815 Carmel Mountain Rd | San Diego, CA 92128 | 92128 | N | 32.9819 | -117.0757 | Pkg_Lot | 0.75 |  |  | 0.75 |  | 0 | 47000 | Pkg_Lot | High | #VALUE! | #VALUE! |  |  | 937 | 1.4 | 9.33 | Rancho Carmel | 0
| Carmel Mtn Ranch Town Ctr Pkg 2 | 11815 Carmel Mountain Rd | San Diego, CA 92128 | 92128 | N | 32.9812 | -117.0765 | Pkg_Lot | 0.75 |  |  | 0.75 |  | 0 | 46000 | Pkg_Lot | High | #VALUE! | #VALUE! |  |  | 937 | 1.4 | 9.33 | Rancho Carmel | 0
| Carmel Mtn Ranch Town Ctr Pkg 3 | 11815 Carmel Mountain Rd | San Diego, CA 92128 | 92128 | N | 32.9804 | -117.077 | Pkg_Lot | 0.75 |  |  | 0.75 |  | 0 | 47000 | Pkg_Lot | High | #VALUE! | #VALUE! |  |  | 937 | 1.4 | 9.33 | Rancho Carmel | 0
| Margaret L. Sellers Processing and Distribution Center | 11251 Rancho Carmel Dr | San Diego, CA 92199 | 92199 | N | 32.9836 | -117.0797 | Storage | 1.5 |  | Total | 1.25 |  | 9 |  |  |  | 0 | #VALUE! |  |  | 936 | 1.38 | 9.23 | Rancho Carmel
| MLSellers Bldg 1 | 11251 Rancho Carmel Dr | San Diego, CA 92199 | 92199 | N | 32.9849 | -117.079 | Roof_Flat | 0.75 |  |  | 0.75 |  | 0 | 72000 | Roof_Flat | Medium | #VALUE! | #VALUE! |  |  | 930 | 1.03 | 6.85 | Rancho Carmel | 0
| MLSellers Bldg 2 | 11251 Rancho Carmel Dr | San Diego, CA 92199 | 92199 | N | 32.985 | -117.0804 | Roof_Flat | 0.75 |  |  | 0.75 |  | 0 | 65000 | Roof_Flat | High | #VALUE! | #VALUE! |  |  | 936 | 1.38 | 9.23 | Rancho Carmel | 0
| MLSellers Bldg 3 | 11251 Rancho Carmel Dr | San Diego, CA 92199 | 92199 | N | 32.9844 | -117.0808 | Roof_Flat | 0.75 |  |  | 0.75 |  | 0 | 141000 | Roof_Flat | Medium | #VALUE! | #VALUE! |  |  | 936 | 1.38 | 9.23 | Rancho Carmel | 0
| MLSellers Bldg 4 | 11251 Rancho Carmel Dr | San Diego, CA 92199 | 92199 | N | 32.9837 | -117.0812 | Roof_Flat | 0.75 |  |  | 0.75 |  | 0 | 125000 | Roof_Flat | Medium | #VALUE! | #VALUE! |  |  | 936 | 1.38 | 9.23 | Rancho Carmel | 0
| MLSellers Bldg 5 | 11251 Rancho Carmel Dr | San Diego, CA 92199 | 92199 | N | 32.9832 | -117.0813 | Roof_Flat | 0.75 |  |  | 0.75 |  | 0 | 95000 | Roof_Flat | Medium | #VALUE! | #VALUE! |  |  | 936 | 1.38 | 9.23 | Rancho Carmel | 0
| MLSellers Pkg Lot 1 | 11251 Rancho Carmel Dr | San Diego, CA 92199 | 92199 | N | 32.9864 | -117.0801 | Pkg_Lot | 0.75 |  |  | 0.75 |  | 0 | 199000 | Pkg_Lot | High | #VALUE! | #VALUE! |  |  | 930 | 1.03 | 6.85 | Rancho Carmel | 100
| MLSellers Pkg Lot 2 | 11251 Rancho Carmel Dr | San Diego, CA 92199 | 92199 | N | 32.9855 | -117.0807 | Pkg_Lot | 0.75 |  |  | 0.75 |  | 0 | 133000 | Pkg_Lot | High | #VALUE! | #VALUE! |  |  | 930 | 1.03 | 6.85 | Rancho Carmel | 100
| MLSellers Pkg Lot 3 | 11251 Rancho Carmel Dr | San Diego, CA 92199 | 92199 | N | 32.9824 | -117.0819 | Pkg_Lot | 0.75 |  |  | 0.75 |  | 0 | 53000 | Pkg_Lot | High | #VALUE! | #VALUE! |  |  | 936 | 1.38 | 9.23 | Rancho Carmel | 100
Rev 14 | Primordial Genetics | 3550 General Atomics Ct | San Diego, CA 92121 | 92121 | N | 32.8936 | -117.2347 | Biz | 1.5 |  | Total | 1.25 |  | 5 |  |  |  | 0 | #VALUE! |  |  | 737 | 1.5 | 10 | Torrey Pines
| Primordial Gen Bldg | 3550 General Atomics Ct | San Diego, CA 92121 | 92121 | N | 32.8936 | -117.2338 | Roof_Flat | 0.75 |  |  | 0.75 |  | 0 | 41000 | Roof_Flat | High | #VALUE! | #VALUE! | 3/4 arc |  | 737 | 1.5 | 10 | Torrey Pines | 0
| Primordial Gen Pkg 1 | 3550 General Atomics Ct | San Diego, CA 92121 | 92121 | N | 32.8948 | -117.2354 | Pkg_Lot | 0.75 |  |  | 0.75 |  | 0 | 32000 | Pkg_Lot | High | #VALUE! | #VALUE! |  |  | 737 | 1.5 | 10 | Torrey Pines | 100
| Primordial Gen Pkg 2 | 3550 General Atomics Ct | San Diego, CA 92121 | 92121 | N | 32.894 | -117.2335 | Pkg_Lot | 0.75 |  |  | 0.75 |  | 0 | 23000 | Pkg_Lot | High | #VALUE! | #VALUE! |  |  | 737 | 1.5 | 10 | Torrey Pines | 100
| Primordial Gen Pkg 3 | 3550 General Atomics Ct | San Diego, CA 92121 | 92121 | N | 32.8926 | -117.2339 | Pkg_Lot | 0.75 |  |  | 0.75 |  | 0 | 84000 | Pkg_Lot | High | #VALUE! | #VALUE! |  |  | 737 | 1.5 | 10 | Torrey Pines | 0
| Qualcomm Bldg AC pkg lot | 9685 Scranton Rd | San Diego, CA 92121 | 92121 | N | 32.896 | -117.2005 | Pkg_Lot | 1 |  |  | 1 |  | 1 | 196000 | Pkg_Lot | High | #VALUE! | #VALUE! |  |  | 969 | 1.5 | 10 | Eastgate | 600
| Hologic, Inc. Pkg Lot | 10210 Genetic Center Dr | San Diego, CA 92121 | 92121 | N | 32.9042 | -117.1844 | Pkg_Lot | 1 |  |  | 1 |  | 1 | 153000 | Pkg_Lot | High | #VALUE! | #VALUE! |  |  | 962 | 1.41 | 9.37 | Mira Mesa
| Fedex Ground | 9999 Olson Dr | San Diego, CA 92121 | 92121 | N | 32.8868 | -117.1957 | Roof_Flat | 1 |  |  | 1 |  | 1 | 200000 | Roof_Flat | Medium | #VALUE! | #VALUE! |  |  | 968 | 1.49 | 9.91 | Eastgate | 50
| Crest Beverage | 8870 Liquid Ct | San Diego, CA 92121 | 92121 | N | 32.884 | -117.1736 | Roof_Flat | 1 |  |  | 1 |  | 1 | 150000 | Roof_Flat | High | #VALUE! | #VALUE!
| AT&amp;T | 7337 Trade St | San Diego, CA 92121 | 92121 | N | 32.8876 | -117.1651 | Biz | 1.5 |  | Total | 1.25 |  | 4 |  |  |  | 0 | #VALUE! |  |  | 761 | 1.43 | 9.54 | Miramar
| AT&amp;T Existing PV | 7337 Trade St | San Diego, CA 92121 | 92121 | N | 32.8881 | -117.165 | Target | 0.75 | Red |  | 0.75 |  | 0 |  | Existing |  | 0 | #VALUE! |  |  | 761 | 1.43 | 9.54 | Miramar | 150
| AT&amp;T Pkg 1 | 7337 Trade St | San Diego, CA 92121 | 92121 | N | 32.888 | -117.1666 | Roof_Flat | 0.75 |  |  | 0.75 |  | 0 | 80000 | Pkg_Lot | High | #VALUE! | #VALUE! |  |  | 761 | 1.43 | 9.54 | Miramar | 150
| AT&amp;T Pkg 2 | 7337 Trade St | San Diego, CA 92121 | 92121 | N | 32.888 | -117.1629 | Roof_Flat | 0.75 |  |  | 0.75 |  | 0 | 217000 | Pkg_Lot | High | #VALUE! | #VALUE! |  |  | 761 | 1.43 | 9.54 | Miramar | 150
| Miramar Office_EBBradley | 9586 Distribution Ave | San Diego, CA 92121 | 92121 | N | 32.8819 | -117.1638 | Biz | 1.5 |  | Total | 1.25 |  | 5 |  |  |  | 0 | #VALUE! | Skylights |  | 224 | 1.48 | 9.84 | Miramar
| E.B. Bradley | 9586 Distribution Ave | San Diego, CA 92121 | 92121 | N | 32.8827 | -117.1642 | Roof_Flat | 0.75 |  |  | 0.75 |  | 0 | 42000 | Roof_Flat | High | #VALUE! | #VALUE! |  |  | 224 | 1.48 | 9.84 | Miramar | 100
| AAA Packaging | 9586 Distribution Ave | San Diego, CA 92121 | 92121 | N | 32.8821 | -117.1642 | Roof_Flat | 0.75 |  |  | 0.75 |  | 0 | 33000 | Roof_Flat | High | #VALUE! | #VALUE! |  |  | 224 | 1.48 | 9.84 | Miramar | 100
| Champion Rhythmics | 9586 Distribution Ave | San Diego, CA 92121 | 92121 | N | 32.8816 | -117.1642 | Roof_Flat | 0.75 |  |  | 0.75 |  | 0 | 33000 | Roof_Flat | High | #VALUE! | #VALUE! |  |  | 224 | 1.48 | 9.84 | Miramar | 100
| Miramar Office Furniture | 9586 Distribution Ave | San Diego, CA 92121 | 92121 | N | 32.881 | -117.1641 | Roof_Flat | 0.75 |  |  | 0.75 |  | 0 | 35000 | Roof_Flat | High | #VALUE! | #VALUE! |  |  | 224 | 1.48 | 9.84 | Miramar | 100
| Arris Group | 6450 Sequence Dr | San Diego, CA 92121 | 92121 | N | 32.9097 | -117.1813 | Biz | 1.5 |  | Total | 1.25 |  | 5 |  |  |  | 0 | #VALUE! |  |  | 959 | 1.49 | 9.93 | Mesa Rim
| Arris Group Bldg | 6450 Sequence Dr | San Diego, CA 92121 | 92121 | N | 32.9091 | -117.1808 | Roof_Flat | 0.75 |  |  | 0.75 |  | 0 | 32000 | Roof_Flat | High | #VALUE! | #VALUE! |  |  | 959 | 1.49 | 9.93 | Mesa Rim | 300
| Arris Group Pkg 1 | 6450 Sequence Dr | San Diego, CA 92121 | 92121 | N | 32.908 | -117.18 | Pkg_Lot | 0.75 |  |  | 0.75 |  | 0 | 178000 | Pkg_Lot | High | #VALUE! | #VALUE! |  |  | 959 | 1.49 | 9.93 | Mesa Rim | 0
| Arris Group Pkg 2 | 6450 Sequence Dr | San Diego, CA 92121 | 92121 | N | 32.9086 | -117.182 | Pkg_Lot | 0.75 |  |  | 0.75 |  | 0 | 93000 | Pkg_Lot | High | #VALUE! | #VALUE! |  |  | 959 | 1.49 | 9.93 | Mesa Rim | 50
| Arris Group Pkg 3 | 6450 Sequence Dr | San Diego, CA 92121 | 92121 | N | 32.9091 | -117.1831 | Pkg_Lot | 0.75 |  |  | 0.75 |  | 0 | 54000 | Pkg_Lot | High | #VALUE! | #VALUE! |  |  | 959 | 1.49 | 9.93 | Mesa Rim | 0
| OSC Solutions | 8221 Arjons Dr | San Diego, CA 92126 | 92126 | N | 32.8932 | -117.1423 | Roof_Flat | 1 |  |  | 1 |  | 1 | 130000 | Roof_Flat | High | #VALUE! | #VALUE! | Skylights |  | 229 | 1.37 | 9.1 | Miramar | 0
| Mira Mesa Mall | 8110 - 8340 Camino Ruiz | San Diego, CA 92126 | 92126 | N | 32.9125 | -117.1475 | Shopping | 1.5 |  | Total | 1.25 |  | 8 |  |  |  | 0 | #VALUE! |  |  | 228 | 1.42 | 9.46 | Miramar
| BB&amp;B_Marshalls | 8110 - 8340 Camino Ruiz | San Diego, CA 92126 | 92126 | N | 32.9145 | -117.148 | Roof_Flat | 0.75 |  |  | 0.75 |  | 0 | 123000 | Roof_Flat | Medium | #VALUE! | #VALUE! | Vents |  | 228 | 1.42 | 9.46 | Miramar | 300
| Mira Mesa Mall Pkg 1 | 8110 - 8340 Camino Ruiz | San Diego, CA 92126 | 92126 | N | 32.9152 | -117.1482 | Pkg_Lot | 0.75 |  |  | 0.75 |  | 0 | 44000 | Pkg_Lot | High | #VALUE! | #VALUE! |  |  | 228 | 1.42 | 9.46 | Miramar | 0
| Mira Mesa Lanes | 8110 - 8340 Camino Ruiz | San Diego, CA 92126 | 92126 | N | 32.9153 | -117.1471 | Roof_Flat | 0.75 |  |  | 0.75 |  | 0 | 23000 | Roof_Flat | High | #VALUE! | #VALUE! |  |  | 228 | 1.42 | 9.46 | Miramar | 0
| Mira Mesa Mall Pkg 2 | 8110 - 8340 Camino Ruiz | San Diego, CA 92126 | 92126 | N | 32.9136 | -117.1486 | Pkg_Lot | 0.75 |  |  | 0.75 |  | 0 | 94000 | Pkg_Lot | High | #VALUE! | #VALUE! |  |  | 228 | 1.42 | 9.46 | Miramar | 50
| Mira Mesa Mall Pkg 3 | 8110 - 8340 Camino Ruiz | San Diego, CA 92126 | 92126 | N | 32.9136 | -117.1475 | Pkg_Lot | 0.75 |  |  | 0.75 |  | 0 | 79000 | Pkg_Lot | High | #VALUE! | #VALUE! |  |  | 228 | 1.42 | 9.46 | Miramar | 400
| Mira Mesa Mall Pkg 4 | 8110 - 8340 Camino Ruiz | San Diego, CA 92126 | 92126 | N | 32.9146 | -117.1451 | Pkg_Lot | 0.75 |  |  | 0.75 |  | 0 | 66000 | Pkg_Lot | High | #VALUE! | #VALUE! |  |  | 228 | 1.42 | 9.46 | Miramar | 0
| Mira Mesa Mall Pkg 5 | 8110 - 8340 Camino Ruiz | San Diego, CA 92126 | 92126 | N | 32.914 | -117.1453 | Pkg_Lot | 0.75 |  |  | 0.75 |  | 0 | 57000 | Pkg_Lot | High | #VALUE! | #VALUE! |  |  | 228 | 1.42 | 9.46 | Miramar | 50
| Scripps Ranch Marketplace | 1055 Scripps Poway Pkwy | San Diego, CA 92131 | 92131 | N | 32.9367 | -117.0998 | Shopping | 1.5 |  | Total | 1.25 |  | 3 |  |  |  | 0 | #VALUE! |  |  | 729 | 1.36 | 9.07 | Scripps
| Scripps Ranch Mkt Pkg Lot | 1055 Scripps Poway Pkwy | San Diego, CA 92131 | 92131 | N | 32.9361 | -117.0995 | Pkg_Lot | 0.75 |  |  | 0.75 |  | 0 | 215000 | Pkg_Lot | High | #VALUE! | #VALUE! |  |  | 729 | 1.36 | 9.07 | Scripps | 100
| Scripps Ranch Mkt Vons | 1055 Scripps Poway Pkwy | San Diego, CA 92131 | 92131 | N | 32.9353 | -117.0988 | Roof_Flat | 0.75 |  |  | 0.75 |  | 0 | 39000 | Roof_Flat | High | #VALUE! | #VALUE! |  |  | 729 | 1.36 | 9.07 | Scripps | 100
| Mira Mesa Market Ctr | 10604 Westview Pkwy | San Diego, CA 92126 | 92126 | N | 32.9153 | -117.1207 | Shopping | 1.5 |  | Total | 1.25 |  | 13 |  |  |  | 0 | #VALUE! | multiple substations (484 and 435); different parkin structures not labeled |  | 438 | 1.21 | 8.05 | Scripps
| Mira Mesa Mkt Ctr Pkg 1 | 10604 Westview Pkwy | San Diego, CA 92126 | 92126 | N | 32.9165 | -117.1215 | Pkg_Lot | 0.75 |  |  | 0.75 |  | 0 | 74000 | Pkg_Lot | High | #VALUE! | #VALUE! |  |  | 435 | 1.31 | 8.76 | Scripps | 50
| Mira Mesa Mkt Ctr Pkg 2 | 10604 Westview Pkwy | San Diego, CA 92126 | 92126 | N | 32.9155 | -117.1213 | Pkg_Lot | 0.75 |  |  | 0.75 |  | 0 | 67000 | Pkg_Lot | High | #VALUE! | #VALUE! |  |  | 435 | 1.31 | 8.76 | Scripps | 200
| Mira Mesa Mkt Ctr Pkg 3 | 10604 Westview Pkwy | San Diego, CA 92126 | 92126 | N | 32.9144 | -117.1215 | Pkg_Lot | 0.75 |  |  | 0.75 |  | 0 | 152000 | Pkg_Lot | High | #VALUE! | #VALUE! |  |  | 435 | 1.31 | 8.76 | Scripps | 50
| Albertsons | 10604 Westview Pkwy | San Diego, CA 92126 | 92126 | N | 32.9154 | -117.1222 | Roof_Flat | 0.75 |  |  | 0.75 |  | 0 | 32000 | Roof_Flat | Medium | #VALUE! | #VALUE! | Skylights |  | 438 | 1.21 | 8.05 | Scripps | 50
| Home Depot | 10604 Westview Pkwy | San Diego, CA 92126 | 92126 | N | 32.9134 | -117.1215 | Roof_Flat | 0.75 |  |  | 0.75 |  | 0 | 101000 | Roof_Flat | Low | #VALUE! | #VALUE! | Skylights |  | 438 | 1.21 | 8.05 | Scripps | 0
| Mira Mesa Mkt Ctr Pkg 4 | 10604 Westview Pkwy | San Diego, CA 92126 | 92126 | N | 32.9158 | -117.1201 | Pkg_Lot | 0.75 |  |  | 0.75 |  | 0 | 91000 | Pkg_Lot | High | #VALUE! | #VALUE! |  |  | 435 | 1.31 | 8.76 | Scripps | 0
| Mira Mesa Mkt Ctr Pkg 5 | 10604 Westview Pkwy | San Diego, CA 92126 | 92126 | N | 32.9157 | -117.1194 | Pkg_Lot | 0.75 |  |  | 0.75 |  | 0 | 124000 | Pkg_Lot | High | #VALUE! | #VALUE! |  |  | 435 | 1.31 | 8.76 | Scripps | 200
| Mira Mesa Mkt Ctr Pkg 6 | 10604 Westview Pkwy | San Diego, CA 92126 | 92126 | N | 32.9156 | -117.1184 | Pkg_Lot | 0.75 |  |  | 0.75 |  | 0 | 36000 | Pkg_Lot | High | #VALUE! | #VALUE! |  |  | 435 | 1.31 | 8.76 | Scripps | 500
| Mira Mesa Mkt Ctr Pkg 7 | 10604 Westview Pkwy | San Diego, CA 92126 | 92126 | N | 32.9163 | -117.1179 | Pkg_Lot | 0.75 |  |  | 0.75 |  | 0 | 63000 | Pkg_Lot | High | #VALUE! | #VALUE! |  |  | 435 | 1.31 | 8.76 | Scripps | 300
| Mira Mesa Mkt Ctr Pkg 8 | 10604 Westview Pkwy | San Diego, CA 92126 | 92126 | N | 32.9141 | -117.1176 | Pkg_Lot | 0.75 |  |  | 0.75 |  | 0 | 37000 | Pkg_Lot | High | #VALUE! | #VALUE! |  |  | 435 | 1.31 | 8.76 | Scripps | 150
| Ross | 10604 Westview Pkwy | San Diego, CA 92126 | 92126 | N | 32.9146 | -117.12 | Roof_Flat | 0.75 |  |  | 0.75 |  | 0 | 24000 | Roof_Flat | Medium | #VALUE! | #VALUE! | Vents |  | 435 | 1.31 | 8.76 | Scripps | 50
| Barnes &amp; Noble | 10604 Westview Pkwy | San Diego, CA 92126 | 92126 | N | 32.9165 | -117.1194 | Roof_Flat | 0.75 |  |  | 0.75 |  | 0 | 18000 | Roof_Flat | Medium | #VALUE! | #VALUE! | Vents |  | 435 | 1.1 | 8.76 | Scripps | 0
| San Diego Miramar College | 10440 Black Mountain Rd | San Diego, CA 92126 | 92126 | N | 32.9105 | -117.121 | Edu | 1.5 |  | Total | 1.25 |  | 5 |  |  |  | 0 | #VALUE! |  |  | 438 | 1.21 | 8.05 | Scripps
| SDMC Pkg 1 | 10440 Black Mountain Rd | San Diego, CA 92126 | 92126 | N | 32.9101 | -117.1237 | Target | 0.75 | Red |  | 0.75 |  | 0 |  | Existing |  | 0 | #VALUE! |  |  | 438 | 1.21 | 8.05 | Scripps | 100
| SDMC Pkg 2 | 10440 Black Mountain Rd | San Diego, CA 92126 | 92126 | N | 32.9101 | -117.1224 | Pkg_Lot | 0.75 |  |  | 0.75 |  | 0 | 110000 | Pkg_Lot | High | #VALUE! | #VALUE! |  |  | 438 | 1.21 | 8.05 | Scripps | 550
| SDMC Pkg 3 | 10440 Black Mountain Rd | San Diego, CA 92126 | 92126 | N | 32.9089 | -117.1226 | Pkg_Lot | 0.75 |  |  | 0.75 |  | 0 | 167000 | Pkg_Lot | High | #VALUE! | #VALUE! |  |  | 438 | 1.21 | 8.05 | Scripps | 550
| SDMC Pkg 4 | 10440 Black Mountain Rd | San Diego, CA 92126 | 92126 | N | 32.9114 | -117.1188 | Pkg_Garage | 0.75 |  |  | 0.75 |  | 0 | 71000 | Pkg_Garage | High | #VALUE! | #VALUE! |  |  | 438 | 1.21 | 8.05 | Scripps | 200
| MCAS Miramar | Miramar Way | San Diego, CA 92145 | 92145 | N | 32.8699 | -117.1389 | Airport | 1.5 |  | Total | 1.25 |  | 117 |  |  |  | 0 | #VALUE! |  |  | 223 | 1.42 | 9.47 | Miramar
| Miramar Pkg Lot 1 | Miramar Way | San Diego, CA 92145 | 92145 | N | 32.8768 | -117.147 | Pkg_Lot | 0.75 |  |  | 0.75 |  | 0 | 275000 | Pkg_Lot | High | #VALUE! | #VALUE! |  |  | 223 | 1.42 | 9.47 | Miramar | 1600
| Miramar Pkg Lot 2 | Miramar Way | San Diego, CA 92145 | 92145 | N | 32.8761 | -117.1448 | Pkg_Lot | 0.75 |  |  | 0.75 |  | 0 | 166000 | Pkg_Lot | High | #VALUE! | #VALUE! |  |  | 223 | 1.42 | 9.47 | Miramar | 2000
| Miramar Pkg Lot 3 | Miramar Way | San Diego, CA 92145 | 92145 | N | 32.8764 | -117.1439 | Pkg_Lot | 0.75 |  |  | 0.75 |  | 0 | 38000 | Pkg_Lot | High | #VALUE! | #VALUE! |  |  | 223 | 1.42 | 9.47 | Miramar | 2000
| Miramar Pkg Lot 4 | Miramar Way | San Diego, CA 92145 | 92145 | N | 32.8771 | -117.1418 | Pkg_Lot | 0.75 |  |  | 0.75 |  | 0 | 50000 | Pkg_Lot | High | #VALUE! | #VALUE! |  |  | 223 | 1.42 | 9.47 | Miramar | 1800
| Miramar Pkg Lot 5 | Miramar Way | San Diego, CA 92145 | 92145 | N | 32.8779 | -117.1414 | Pkg_Lot | 0.75 |  |  | 0.75 |  | 0 | 73000 | Pkg_Lot | High | #VALUE! | #VALUE! |  |  | 223 | 1.42 | 9.47 | Miramar | 1800
| Miramar Pkg Lot 6 | Miramar Way | San Diego, CA 92145 | 92145 | N | 32.875 | -117.1404 | Pkg_Lot | 0.75 |  |  | 0.75 |  | 0 | 24000 | Pkg_Lot | High | #VALUE! | #VALUE! |  |  | 223 | 1.42 | 9.47 | Miramar | 2700
| Miramar Pkg Lot 7 | Miramar Way | San Diego, CA 92145 | 92145 | N | 32.8754 | -117.1399 | Pkg_Lot | 0.75 |  |  | 0.75 |  | 0 | 40000 | Pkg_Lot | High | #VALUE! | #VALUE! |  |  | 223 | 1.42 | 9.47 | Miramar | 2700
| Miramar Pkg Lot 8 | Miramar Way | San Diego, CA 92145 | 92145 | N | 32.8757 | -117.1386 | Pkg_Lot | 0.75 |  |  | 0.75 |  | 0 | 36000 | Pkg_Lot | High | #VALUE! | #VALUE! |  |  | 223 | 1.42 | 9.47 | Miramar | 2700
| Miramar Pkg Lot 9 | Miramar Way | San Diego, CA 92145 | 92145 | N | 32.8765 | -117.1392 | Pkg_Lot | 0.75 |  |  | 0.75 |  | 0 | 83000 | Pkg_Lot | High | #VALUE! | #VALUE! |  |  | 223 | 1.42 | 9.47 | Miramar | 2200
| Miramar Pkg Lot 10 | Miramar Way | San Diego, CA 92145 | 92145 | N | 32.8766 | -117.1355 | Pkg_Lot | 0.75 |  |  | 0.75 |  | 0 | 167000 | Pkg_Lot | High | #VALUE! | #VALUE! |  |  | 223 | 1.42 | 9.47 | Miramar | 2300
| Miramar Pkg Lot 11 | Miramar Way | San Diego, CA 92145 | 92145 | N | 32.8778 | -117.1355 | Pkg_Lot | 0.75 |  |  | 0.75 |  | 0 | 69000 | Pkg_Lot | High | #VALUE! | #VALUE! |  |  | 223 | 1.42 | 9.47 | Miramar | 2000
| Miramar Pkg Lot 12 | Miramar Way | San Diego, CA 92145 | 92145 | N | 32.8778 | -117.1347 | Pkg_Lot | 0.75 |  |  | 0.75 |  | 0 | 55000 | Pkg_Lot | High | #VALUE! | #VALUE! |  |  | 223 | 1.42 | 9.47 | Miramar | 2000
| Miramar Pkg Lot 13 | Miramar Way | San Diego, CA 92145 | 92145 | N | 32.8778 | -117.1328 | Pkg_Lot | 0.75 |  |  | 0.75 |  | 0 | 59000 | Pkg_Lot | High | #VALUE! | #VALUE! |  |  | 223 | 1.42 | 9.47 | Miramar | 2100
| Miramar Pkg Lot 14 | Miramar Way | San Diego, CA 92145 | 92145 | N | 32.8787 | -117.1314 | Pkg_Lot | 0.75 |  |  | 0.75 |  | 0 | 88000 | Pkg_Lot | High | #VALUE! | #VALUE! |  |  | 223 | 1.42 | 9.47 | Miramar | 1900
| Miramar Pkg Lot 15 | Miramar Way | San Diego, CA 92145 | 92145 | N | 32.8787 | -117.1296 | Pkg_Lot | 0.75 |  |  | 0.75 |  | 0 | 106000 | Pkg_Lot | High | #VALUE! | #VALUE! |  |  | 223 | 1.42 | 9.47 | Miramar | 1900
| Miramar Pkg Lot 16 | Miramar Way | San Diego, CA 92145 | 92145 | N | 32.8788 | -117.1251 | Pkg_Lot | 0.75 |  |  | 0.75 |  | 0 | 180000 | Pkg_Lot | High | #VALUE! | #VALUE! |  |  | 223 | 1.42 | 9.47 | Miramar | 1900
| Miramar Pkg Lot 17 | Miramar Way | San Diego, CA 92145 | 92145 | N | 32.8786 | -117.1202 | Pkg_Lot | 0.75 |  |  | 0.75 |  | 0 | 31000 | Pkg_Lot | High | #VALUE! | #VALUE! |  |  | 223 | 1.42 | 9.47 | Miramar | 2000
| Miramar Pkg Lot 18 | Miramar Way | San Diego, CA 92145 | 92145 | N | 32.8792 | -117.1197 | Pkg_Lot | 0.75 |  |  | 0.75 |  | 0 | 22000 | Pkg_Lot | High | #VALUE! | #VALUE! |  |  | 223 | 1.42 | 9.47 | Miramar | 1900
| Miramar Pkg Lot 19 | Miramar Way | San Diego, CA 92145 | 92145 | N | 32.8817 | -117.1258 | Pkg_Lot | 0.75 |  |  | 0.75 |  | 0 | 115000 | Pkg_Lot | High | #VALUE! | #VALUE! |  |  | 223 | 1.42 | 9.47 | Miramar | 650
| Miramar Pkg Lot 20 | Miramar Way | San Diego, CA 92145 | 92145 | N | 32.8809 | -117.1349 | Pkg_Lot | 0.75 |  |  | 0.75 |  | 0 | 85000 | Pkg_Lot | High | #VALUE! | #VALUE! |  |  | 223 | 1.42 | 9.47 | Miramar | 900
| Miramar Pkg Lot 21 | Miramar Way | San Diego, CA 92145 | 92145 | N | 32.8821 | -117.135 | Pkg_Lot | 0.75 |  |  | 0.75 |  | 0 | 76000 | Pkg_Lot | High | #VALUE! | #VALUE! |  |  | 223 | 1.42 | 9.47 | Miramar | 400
| Miramar Pkg Lot 22 | Miramar Way | San Diego, CA 92145 | 92145 | N | 32.8832 | -117.1344 | Pkg_Lot | 0.75 |  |  | 0.75 |  | 0 | 93000 | Pkg_Lot | High | #VALUE! | #VALUE! |  |  | 223 | 1.42 | 9.47 | Miramar | 150
| Miramar Pkg Lot 23 Brig | Miramar Way | San Diego, CA 92145 | 92145 | N | 32.8809 | -117.1481 | Pkg_Lot | 0.75 |  |  | 0.75 |  | 0 | 73000 | Pkg_Lot | High | #VALUE! | #VALUE! |  |  | 223 | 1.42 | 9.47 | Miramar | 100
| Miramar Pkg Lot 24 Brig | Miramar Way | San Diego, CA 92145 | 92145 | N | 32.8807 | -117.1517 | Pkg_Lot | 0.75 |  |  | 0.75 |  | 0 | 38000 | Pkg_Lot | High | #VALUE! | #VALUE! |  |  | 223 | 1.42 | 9.47 | Miramar | 0
| Miramar Pkg Lot 25 | Miramar Way | San Diego, CA 92145 | 92145 | N | 32.8841 | -117.1382 | Pkg_Lot | 0.75 |  |  | 0.75 |  | 0 | 14000 | Pkg_Lot | High | #VALUE! | #VALUE! |  |  | 223 | 1.42 | 9.47 | Miramar | 200
| Miramar Pkg Lot 26 | Miramar Way | San Diego, CA 92145 | 92145 | N | 32.886 | -117.1382 | Pkg_Lot | 0.75 |  |  | 0.75 |  | 0 | 54000 | Pkg_Lot | High | #VALUE! | #VALUE! |  |  | 223 | 1.42 | 9.47 | Miramar | 900
| Miramar Pkg Lot 27 | Miramar Way | San Diego, CA 92145 | 92145 | N | 32.8872 | -117.139 | Pkg_Lot | 0.75 |  |  | 0.75 |  | 0 | 28000 | Pkg_Lot | High | #VALUE! | #VALUE! |  |  | 223 | 1.42 | 9.47 | Miramar | 1100
| Miramar Pkg Lot 28 | Miramar Way | San Diego, CA 92145 | 92145 | N | 32.887 | -117.137 | Pkg_Lot | 0.75 |  |  | 0.75 |  | 0 | 108000 | Pkg_Lot | High | #VALUE! | #VALUE! |  |  | 223 | 1.42 | 9.47 | Miramar | 1100
| Miramar Pkg Lot 29 | Miramar Way | San Diego, CA 92145 | 92145 | N | 32.8859 | -117.1365 | Pkg_Lot | 0.75 |  |  | 0.75 |  | 0 | 48000 | Pkg_Lot | High | #VALUE! | #VALUE! |  |  | 223 | 1.42 | 9.47 | Miramar | 900
| Miramar Pkg Lot 30 | Miramar Way | San Diego, CA 92145 | 92145 | N | 32.8847 | -117.1377 | Pkg_Lot | 0.75 |  |  | 0.75 |  | 0 | 74000 | Pkg_Lot | High | #VALUE! | #VALUE! |  |  | 223 | 1.42 | 9.47 | Miramar | 500
| Miramar Pkg Lot 31 | Miramar Way | San Diego, CA 92145 | 92145 | N | 32.8839 | -117.136 | Pkg_Lot | 0.75 |  |  | 0.75 |  | 0 | 60000 | Pkg_Lot | High | #VALUE! | #VALUE! |  |  | 223 | 1.42 | 9.47 | Miramar | 0
| Miramar Pkg Lot 32 | Miramar Way | San Diego, CA 92145 | 92145 | N | 32.885 | -117.1362 | Pkg_Lot | 0.75 |  |  | 0.75 |  | 0 | 74000 | Pkg_Lot | High | #VALUE! | #VALUE! |  |  | 223 | 1.42 | 9.47 | Miramar | 500
| Miramar Pkg Lot 33 | Miramar Way | San Diego, CA 92145 | 92145 | N | 32.8871 | -117.1349 | Pkg_Lot | 0.75 |  |  | 0.75 |  | 0 | 22000 | Pkg_Lot | High | #VALUE! | #VALUE! |  |  | 223 | 1.42 | 9.47 | Miramar | 1200
| Miramar Pkg Lot 34 | Miramar Way | San Diego, CA 92145 | 92145 | N | 32.8863 | -117.1356 | Pkg_Lot | 0.75 |  |  | 0.75 |  | 0 | 25000 | Pkg_Lot | High | #VALUE! | #VALUE! |  |  | 223 | 1.42 | 9.47 | Miramar | 950
| Miramar Pkg Lot 35 | Miramar Way | San Diego, CA 92145 | 92145 | N | 32.886 | -117.1344 | Pkg_Lot | 0.75 |  |  | 0.75 |  | 0 | 99000 | Pkg_Lot | High | #VALUE! | #VALUE! |  |  | 223 | 1.42 | 9.47 | Miramar | 800
| Miramar Pkg Lot 36 | Miramar Way | San Diego, CA 92145 | 92145 | N | 32.8848 | -117.1351 | Pkg_Lot | 0.75 |  |  | 0.75 |  | 0 | 18000 | Pkg_Lot | High | #VALUE! | #VALUE! |  |  | 223 | 1.42 | 9.47 | Miramar | 350
| Miramar Pkg Lot 37 | Miramar Way | San Diego, CA 92145 | 92145 | N | 32.8842 | -117.1342 | Pkg_Lot | 0.75 |  |  | 0.75 |  | 0 | 29000 | Pkg_Lot | High | #VALUE! | #VALUE! |  |  | 223 | 1.42 | 9.47 | Miramar | 100
| Miramar Pkg Lot 38 | Miramar Way | San Diego, CA 92145 | 92145 | N | 32.8841 | -117.133 | Pkg_Lot | 0.75 |  |  | 0.75 |  | 0 | 36000 | Pkg_Lot | High | #VALUE! | #VALUE! |  |  | 223 | 1.42 | 9.47 | Miramar | 0
| Miramar Pkg Lot 39 | Miramar Way | San Diego, CA 92145 | 92145 | N | 32.885 | -117.1328 | Pkg_Lot | 0.75 |  |  | 0.75 |  | 0 | 80000 | Pkg_Lot | High | #VALUE! | #VALUE! |  |  | 223 | 1.42 | 9.47 | Miramar | 300
| Miramar Pkg Lot 40 | Miramar Way | San Diego, CA 92145 | 92145 | N | 32.8861 | -117.1332 | Pkg_Lot | 0.75 |  |  | 0.75 |  | 0 | 18000 | Pkg_Lot | High | #VALUE! | #VALUE! |  |  | 223 | 1.42 | 9.47 | Miramar | 900
| Miramar Pkg Lot 41 | Miramar Way | San Diego, CA 92145 | 92145 | N | 32.8872 | -117.133 | Pkg_Lot | 0.75 |  |  | 0.75 |  | 0 | 55000 | Pkg_Lot | High | #VALUE! | #VALUE! |  |  | 223 | 1.42 | 9.47 | Miramar | 1300
| Miramar Pkg Lot 42 | Miramar Way | San Diego, CA 92145 | 92145 | N | 32.8874 | -117.1318 | Pkg_Lot | 0.75 |  |  | 0.75 |  | 0 | 33000 | Pkg_Lot | High | #VALUE! | #VALUE! |  |  | 223 | 1.42 | 9.47 | Miramar | 1300
| Miramar Pkg Lot 43 | Miramar Way | San Diego, CA 92145 | 92145 | N | 32.8865 | -117.1313 | Pkg_Lot | 0.75 |  |  | 0.75 |  | 0 | 26000 | Pkg_Lot | High | #VALUE! | #VALUE! |  |  | 223 | 1.42 | 9.47 | Miramar | 1100
| Miramar Pkg Lot 44 | Miramar Way | San Diego, CA 92145 | 92145 | N | 32.8854 | -117.1315 | Pkg_Lot | 0.75 |  |  | 0.75 |  | 0 | 29000 | Pkg_Lot | High | #VALUE! | #VALUE! |  |  | 223 | 1.42 | 9.47 | Miramar | 700
| Miramar Pkg Lot 45 | Miramar Way | San Diego, CA 92145 | 92145 | N | 32.8846 | -117.1314 | Pkg_Lot | 0.75 |  |  | 0.75 |  | 0 | 9000 | Pkg_Lot | High | #VALUE! | #VALUE! |  |  | 223 | 1.42 | 9.47 | Miramar | 300
| Miramar Pkg Lot 46 | Miramar Way | San Diego, CA 92145 | 92145 | N | 32.8873 | -117.1298 | Pkg_Lot | 0.75 |  |  | 0.75 |  | 0 | 43000 | Pkg_Lot | High | #VALUE! | #VALUE! |  |  | 223 | 1.42 | 9.47 | Miramar | 1200
| Miramar Pkg Lot 47 | Miramar Way | San Diego, CA 92145 | 92145 | N | 32.8867 | -117.1293 | Target | 0.75 | Red |  | 0.75 |  | 0 |  | Existing |  | 0 | #VALUE! | Partial pkg lot coverage |  | 223 | 1.42 | 9.47 | Miramar | 1000
| Miramar Pkg Lot 48 | Miramar Way | San Diego, CA 92145 | 92145 | N | 32.8871 | -117.1283 | Pkg_Lot | 0.75 |  |  | 0.75 |  | 0 | 36000 | Pkg_Lot | High | #VALUE! | #VALUE! |  |  | 223 | 1.42 | 9.47 | Miramar | 1200
| Miramar Pkg Lot 49 | Miramar Way | San Diego, CA 92145 | 92145 | N | 32.8856 | -117.1299 | Pkg_Lot | 0.75 |  |  | 0.75 |  | 0 | 50000 | Pkg_Lot | High | #VALUE! | #VALUE! |  |  | 223 | 1.42 | 9.47 | Miramar | 600
| Miramar Pkg Lot 50 | Miramar Way | San Diego, CA 92145 | 92145 | N | 32.8847 | -117.1307 | Pkg_Lot | 0.75 |  |  | 0.75 |  | 0 | 32000 | Pkg_Lot | High | #VALUE! | #VALUE! |  |  | 223 | 1.42 | 9.47 | Miramar | 200
| Miramar Pkg Lot 51 | Miramar Way | San Diego, CA 92145 | 92145 | N | 32.8845 | -117.1277 | Pkg_Lot | 0.75 |  |  | 0.75 |  | 0 | 107000 | Pkg_Lot | High | #VALUE! | #VALUE! |  |  | 223 | 1.42 | 9.47 | Miramar | 200
| Miramar Pkg Lot 52 | Miramar Way | San Diego, CA 92145 | 92145 | N | 32.8871 | -117.125 | Pkg_Lot | 0.75 |  |  | 0.75 |  | 0 | 58000 | Pkg_Lot | High | #VALUE! | #VALUE! |  |  | 223 | 1.42 | 9.47 | Miramar | 1200
| Miramar Pkg Lot 53 | Miramar Way | San Diego, CA 92145 | 92145 | N | 32.8845 | -117.1239 | Pkg_Lot | 0.75 |  |  | 0.75 |  | 0 | 23000 | Pkg_Lot | High | #VALUE! | #VALUE! |  |  | 223 | 1.42 | 9.47 | Miramar | 200
| Miramar Pkg Lot 54 | Miramar Way | San Diego, CA 92145 | 92145 | N | 32.885 | -117.1216 | Pkg_Lot | 0.75 |  |  | 0.75 |  | 0 | 87000 | Pkg_Lot | High | #VALUE! | #VALUE! |  |  | 223 | 1.42 | 9.47 | Miramar | 400
| Miramar Pkg Lot 55 | Miramar Way | San Diego, CA 92145 | 92145 | N | 32.8874 | -117.121 | Pkg_Lot | 0.75 |  |  | 0.75 |  | 0 | 17000 | Pkg_Lot | High | #VALUE! | #VALUE! |  |  | 223 | 1.42 | 9.47 | Miramar | 1300
| Miramar Pkg Lot 56 | Miramar Way | San Diego, CA 92145 | 92145 | N | 32.8871 | -117.1194 | Pkg_Lot | 0.75 |  |  | 0.75 |  | 0 | 68000 | Pkg_Lot | High | #VALUE! | #VALUE! |  |  | 223 | 1.42 | 9.47 | Miramar | 1250
| Miramar Pkg Lot 57 | Miramar Way | San Diego, CA 92145 | 92145 | N | 32.8854 | -117.1194 | Pkg_Lot | 0.75 |  |  | 0.75 |  | 0 | 51000 | Pkg_Lot | High | #VALUE! | #VALUE! |  |  | 223 | 1.42 | 9.47 | Miramar | 500
| Miramar Pkg Lot 58 | Miramar Way | San Diego, CA 92145 | 92145 | N | 32.8858 | -117.1183 | Pkg_Lot | 0.75 |  |  | 0.75 |  | 0 | 107000 | Pkg_Lot | High | #VALUE! | #VALUE! |  |  | 223 | 1.42 | 9.47 | Miramar | 600
| Miramar Pkg Lot 59 | Miramar Way | San Diego, CA 92145 | 92145 | N | 32.8898 | -117.1385 | Pkg_Lot | 0.75 |  |  | 0.75 |  | 0 | 61000 | Pkg_Lot | High | #VALUE! | #VALUE! |  |  | 223 | 1.42 | 9.47 | Miramar | 2300
| Miramar Pkg Lot 60 | Miramar Way | San Diego, CA 92145 | 92145 | N | 32.8894 | -117.1372 | Pkg_Lot | 0.75 |  |  | 0.75 |  | 0 | 17000 | Pkg_Lot | High | #VALUE! | #VALUE! |  |  | 223 | 1.42 | 9.47 | Miramar | 2200
| Miramar Pkg Lot 61 | Miramar Way | San Diego, CA 92145 | 92145 | N | 32.8892 | -117.1344 | Pkg_Lot | 0.75 |  |  | 0.75 |  | 0 | 15000 | Pkg_Lot | High | #VALUE! | #VALUE! |  |  | 223 | 1.42 | 9.47 | Miramar | 2000
| Miramar Pkg Lot 62 | Miramar Way | San Diego, CA 92145 | 92145 | N | 32.8892 | -117.1334 | Pkg_Lot | 0.75 |  |  | 0.75 |  | 0 | 31000 | Pkg_Lot | High | #VALUE! | #VALUE! |  |  | 223 | 1.42 | 9.47 | Miramar | 2000
| Miramar Pkg Lot 63 | Miramar Way | San Diego, CA 92145 | 92145 | N | 32.8892 | -117.1323 | Pkg_Lot | 0.75 |  |  | 0.75 |  | 0 | 28000 | Pkg_Lot | High | #VALUE! | #VALUE! |  |  | 223 | 1.42 | 9.47 | Miramar | 2000
| Miramar Pkg Lot 64 | Miramar Way | San Diego, CA 92145 | 92145 | N | 32.8892 | -117.1315 | Pkg_Lot | 0.75 |  |  | 0.75 |  | 0 | 16000 | Pkg_Lot | High | #VALUE! | #VALUE! |  |  | 223 | 1.42 | 9.47 | Miramar | 2000
| Miramar Pkg Lot 65 | Miramar Way | San Diego, CA 92145 | 92145 | N | 32.8888 | -117.1339 | Pkg_Lot | 0.75 |  |  | 0.75 |  | 0 | 10000 | Pkg_Lot | High | #VALUE! | #VALUE! |  |  | 223 | 1.42 | 9.47 | Miramar | 2000
| Miramar Pkg Lot 66 | Miramar Way | San Diego, CA 92145 | 92145 | N | 32.8878 | -117.1339 | Pkg_Lot | 0.75 |  |  | 0.75 |  | 0 | 10000 | Pkg_Lot | High | #VALUE! | #VALUE! |  |  | 223 | 1.42 | 9.47 | Miramar | 1800
| Miramar Pkg Lot 67 | Miramar Way | San Diego, CA 92145 | 92145 | N | 32.8888 | -117.1325 | Pkg_Lot | 0.75 |  |  | 0.75 |  | 0 | 15000 | Pkg_Lot | High | #VALUE! | #VALUE! |  |  | 223 | 1.42 | 9.47 | Miramar | 2000
| Miramar Pkg Lot 68 | Miramar Way | San Diego, CA 92145 | 92145 | N | 32.8886 | -117.1319 | Pkg_Lot | 0.75 |  |  | 0.75 |  | 0 | 19000 | Pkg_Lot | High | #VALUE! | #VALUE! |  |  | 223 | 1.42 | 9.47 | Miramar | 1900
| Miramar Pkg Lot 69 | Miramar Way | San Diego, CA 92145 | 92145 | N | 32.888 | -117.1319 | Pkg_Lot | 0.75 |  |  | 0.75 |  | 0 | 48000 | Pkg_Lot | High | #VALUE! | #VALUE! |  |  | 223 | 1.42 | 9.47 | Miramar | 1900
| Miramar Pkg Lot 70 Dental | Miramar Way | San Diego, CA 92145 | 92145 | N | 32.8884 | -117.1307 | Pkg_Lot | 0.75 |  |  | 0.75 |  | 0 | 43000 | Pkg_Lot | High | #VALUE! | #VALUE! |  |  | 223 | 1.42 | 9.47 | Miramar | 1900
| Miramar Pkg Lot 71 | Miramar Way | San Diego, CA 92145 | 92145 | N | 32.8878 | -117.1297 | Pkg_Lot | 0.75 |  |  | 0.75 |  | 0 | 38000 | Pkg_Lot | High | #VALUE! | #VALUE! |  |  | 223 | 1.42 | 9.47 | Miramar | 1900
| Miramar Pkg Lot 72 | Miramar Way | San Diego, CA 92145 | 92145 | N | 32.8886 | -117.1297 | Pkg_Lot | 0.75 |  |  | 0.75 |  | 0 | 20000 | Pkg_Lot | High | #VALUE! | #VALUE! |  |  | 223 | 1.42 | 9.47 | Miramar | 1800
| Miramar Pkg Lot 73 | Miramar Way | San Diego, CA 92145 | 92145 | N | 32.888 | -117.1279 | Pkg_Lot | 0.75 |  |  | 0.75 |  | 0 | 45000 | Pkg_Lot | High | #VALUE! | #VALUE! |  |  | 223 | 1.42 | 9.47 | Miramar | 1700
| Miramar Pkg Lot 74 | Miramar Way | San Diego, CA 92145 | 92145 | N | 32.888 | -117.127 | Pkg_Lot | 0.75 |  |  | 0.75 |  | 0 | 73000 | Pkg_Lot | High | #VALUE! | #VALUE! |  |  | 223 | 1.42 | 9.47 | Miramar | 1900
| Miramar Pkg Lot 75 | Miramar Way | San Diego, CA 92145 | 92145 | N | 32.888 | -117.1255 | Pkg_Lot | 0.75 |  |  | 0.75 |  | 0 | 33000 | Pkg_Lot | High | #VALUE! | #VALUE! |  |  | 223 | 1.42 | 9.47 | Miramar | 1900
| Miramar Pkg Lot 76 | Miramar Way | San Diego, CA 92145 | 92145 | N | 32.8888 | -117.1234 | Pkg_Lot | 0.75 |  |  | 0.75 |  | 0 | 35000 | Pkg_Lot | High | #VALUE! | #VALUE! |  |  | 223 | 1.42 | 9.47 | Miramar | 2100
| Miramar Pkg Lot 77 | Miramar Way | San Diego, CA 92145 | 92145 | N | 32.8894 | -117.1221 | Pkg_Lot | 0.75 |  |  | 0.75 |  | 0 | 9000 | Pkg_Lot | High | #VALUE! | #VALUE! |  |  | 223 | 1.42 | 9.47 | Miramar | 1600
| Miramar Pkg Lot 78 | Miramar Way | San Diego, CA 92145 | 92145 | N | 32.8877 | -117.1222 | Pkg_Lot | 0.75 |  |  | 0.75 |  | 0 | 7800 | Pkg_Lot | High | #VALUE! | #VALUE! |  |  | 223 | 1.42 | 9.47 | Miramar | 900
| Miramar Pkg Lot 79 | Miramar Way | San Diego, CA 92145 | 92145 | N | 32.8892 | -117.12 | Pkg_Lot | 0.75 |  |  | 0.75 |  | 0 | 60000 | Pkg_Lot | High | #VALUE! | #VALUE! |  |  | 223 | 1.42 | 9.47 | Miramar | 1100
| Miramar Pkg Lot 80 | Miramar Way | San Diego, CA 92145 | 92145 | N | 32.8911 | -117.1383 | Pkg_Lot | 0.75 |  |  | 0.75 |  | 0 | 25000 | Pkg_Lot | High | #VALUE! | #VALUE! |  |  | 223 | 1.42 | 9.47 | Miramar | 2600
| Miramar Pkg Lot 81 Commissary_MCX | Miramar Way | San Diego, CA 92145 | 92145 | N | 32.8918 | -117.1367 | Pkg_Lot | 0.75 |  |  | 0.75 |  | 0 | 262000 | Pkg_Lot | High | #VALUE! | #VALUE! | RV &amp; boat storage |  | 223 | 1.42 | 9.47 | Miramar | 2950
| Miramar Pkg Lot 82 | Miramar Way | San Diego, CA 92145 | 92145 | N | 32.8916 | -117.1245 | Pkg_Lot | 0.75 |  |  | 0.75 |  | 0 | 447000 | Pkg_Lot | High | #VALUE! | #VALUE! |  |  | 223 | 1.42 | 9.47 | Miramar | 600
| Naval Brig | Miramar Way | San Diego, CA 92145 | 92145 | N | 32.8798 | -117.1523 | Roof_Flat | 0.75 |  |  | 0.75 |  | 0 | 117600 | Roof_Flat | Medium | #VALUE! | #VALUE! |  |  | 223 | 1.42 | 9.47 | Miramar | 300
| Naval Air Reserve Recruit | Miramar Way | San Diego, CA 92145 | 92145 | N | 32.8759 | -117.148 | Roof_Flat | 0.75 |  |  | 0.75 |  | 0 | 39000 | Roof_Flat | High | #VALUE! | #VALUE! |  |  | 223 | 1.42 | 9.47 | Miramar | 1900
| W of Castle Grayskull | Miramar Way | San Diego, CA 92145 | 92145 | N | 32.8771 | -117.1431 | Roof_Flat | 0.75 |  |  | 0.75 |  | 0 | 24000 | Roof_Flat | High | #VALUE! | #VALUE! |  |  | 223 | 1.42 | 9.47 | Miramar | 1800
| Castle Grayskull | Miramar Way | San Diego, CA 92145 | 92145 | N | 32.8774 | -117.1417 | Roof_Flat | 0.75 |  |  | 0.75 |  | 0 | 33000 | Roof_Flat | High | #VALUE! | #VALUE! |  |  | 223 | 1.42 | 9.47 | Miramar | 1700
| NE of Castle Grayskull | Miramar Way | San Diego, CA 92145 | 92145 | N | 32.8779 | -117.1401 | Roof_Flat | 0.75 |  |  | 0.75 |  | 0 | 25000 | Roof_Flat | High | #VALUE! | #VALUE! |  |  | 223 | 1.42 | 9.47 | Miramar | 1600
| S of Castle Grayskull | Miramar Way | San Diego, CA 92145 | 92145 | N | 32.8759 | -117.1411 | Target | 0.75 | Red |  | 0.75 |  | 0 |  | Existing |  | 0 | #VALUE! |  |  | 223 | 1.42 | 9.47 | Miramar | 1500
| NE of Ops Bldg | Miramar Way | San Diego, CA 92145 | 92145 | N | 32.8751 | -117.1393 | Roof_Flat | 0.75 |  |  | 0.75 |  | 0 | 23000 | Roof_Flat | Medium | #VALUE! | #VALUE! | Sparrow Rd &amp; Phoenix |  | 223 | 1.42 | 9.47 | Miramar | 2700
| Hangars | Miramar Way | San Diego, CA 92145 | 92145 | N | 32.8771 | -117.1294 | Roof_Angled | 0.75 |  |  | 0.75 |  | 0 | 38000 | Roof_Angled | Medium | #VALUE! | #VALUE! | Skylights |  | 223 | 1.42 | 9.47 | Miramar | 2400
| E of Hangars | Miramar Way | San Diego, CA 92145 | 92145 | N | 32.8779 | -117.1245 | Roof_Flat | 0.75 |  |  | 0.75 |  | 0 | 29000 | Roof_Flat | High | #VALUE! | #VALUE! |  |  | 223 | 1.42 | 9.47 | Miramar | 2100
| NE of Barn Fitness Ctr | Miramar Way | San Diego, CA 92145 | 92145 | N | 32.8833 | -117.1331 | Roof_Flat | 0.75 |  |  | 0.75 |  | 0 | 45000 | Roof_Flat | Medium | #VALUE! | #VALUE! | Skylights |  | 223 | 1.42 | 9.47 | Miramar | 100
| E of NFCU | Miramar Way | San Diego, CA 92145 | 92145 | N | 32.8829 | -117.128 | Roof_Flat | 0.75 |  |  | 0.75 |  | 0 | 195000 | Roof_Flat | High | #VALUE! | #VALUE! |  |  | 223 | 1.42 | 9.47 | Miramar | 250
| Housing 1 | Miramar Way | San Diego, CA 92145 | 92145 | N | 32.8849 | -117.1345 | Roof_Flat | 0.75 |  |  | 0.75 |  | 0 | 5800 | Roof_Flat | Low | #VALUE! | #VALUE! |  |  | 223 | 1.42 | 9.47 | Miramar | 350
| Housing 2 | Miramar Way | San Diego, CA 92145 | 92145 | N | 32.8864 | -117.1338 | Roof_Flat | 0.75 |  |  | 0.75 |  | 0 | 11000 | Roof_Flat | High | #VALUE! | #VALUE! |  |  | 223 | 1.42 | 9.47 | Miramar | 900
| Housing 3 | Miramar Way | San Diego, CA 92145 | 92145 | N | 32.8868 | -117.1332 | Roof_Flat | 0.75 |  |  | 0.75 |  | 0 | 20000 | Roof_Flat | High | #VALUE! | #VALUE! |  |  | 223 | 1.42 | 9.47 | Miramar | 1000
| Unk Bldg E of Housing a | Miramar Way | San Diego, CA 92145 | 92145 | N | 32.885 | -117.1297 | Roof_Angled | 0.75 |  |  | 0.75 |  | 0 | 22000 | Roof_Angled | High | #VALUE! | #VALUE! |  |  | 223 | 1.42 | 9.47 | Miramar | 400
| Unk Bldg E of Housing b | Miramar Way | San Diego, CA 92145 | 92145 | N | 32.8859 | -117.1287 | Roof_Flat | 0.75 |  |  | 0.75 |  | 0 | 20000 | Roof_Flat | High | #VALUE! | #VALUE! |  |  | 223 | 1.42 | 9.47 | Miramar | 700
| Unk Bldg E of Housing c | Miramar Way | San Diego, CA 92145 | 92145 | N | 32.8867 | -117.1283 | Roof_Flat | 0.75 |  |  | 0.75 |  | 0 | 13000 | Roof_Flat | High | #VALUE! | #VALUE! |  |  | 223 | 1.42 | 9.47 | Miramar | 1200
| Unk Bldg E of Housing d | Miramar Way | San Diego, CA 92145 | 92145 | N | 32.8872 | -117.1274 | Roof_Flat | 0.75 |  |  | 0.75 |  | 0 | 13000 | Roof_Flat | High | #VALUE! | #VALUE! |  |  | 223 | 1.42 | 9.47 | Miramar | 1200
| Unk Bldg E of Housing e | Miramar Way | San Diego, CA 92145 | 92145 | N | 32.8866 | -117.1275 | Roof_Flat | 0.75 |  |  | 0.75 |  | 0 | 26000 | Roof_Flat | High | #VALUE! | #VALUE! |  |  | 223 | 1.42 | 9.47 | Miramar | 1200
| Unk Bldg E of Housing f | Miramar Way | San Diego, CA 92145 | 92145 | N | 32.8872 | -117.1263 | Roof_Flat | 0.75 |  |  | 0.75 |  | 0 | 13000 | Roof_Flat | High | #VALUE! | #VALUE! |  |  | 223 | 1.42 | 9.47 | Miramar | 1300
| Dental Clinic | Miramar Way | San Diego, CA 92145 | 92145 | N | 32.8883 | -117.1303 | Roof_Flat | 0.75 |  |  | 0.75 |  | 0 | 16000 | Roof_Flat | Medium | #VALUE! | #VALUE! |  |  | 223 | 1.42 | 9.47 | Miramar | 1600
| E of Dental Clinic | Miramar Way | San Diego, CA 92145 | 92145 | N | 32.8887 | -117.1288 | Roof_Flat | 0.75 |  |  | 0.75 |  | 0 | 13000 | Roof_Flat | Medium | #VALUE! | #VALUE! |  |  | 223 | 1.42 | 9.47 | Miramar | 1700
| Commissary | Miramar Way | San Diego, CA 92145 | 92145 | N | 32.8926 | -117.1254 | Roof_Flat | 0.75 |  |  | 0.75 |  | 0 | 92000 | Roof_Flat | Medium | #VALUE! | #VALUE! |  |  | 223 | 1.42 | 9.47 | Miramar | 1400
| MCX | Miramar Way | San Diego, CA 92145 | 92145 | N | 32.8928 | -117.1241 | Roof_Flat | 0.75 |  |  | 0.75 |  | 0 | 98000 | Roof_Flat | Medium | #VALUE! | #VALUE! |  |  | 223 | 1.42 | 9.47 | Miramar | 1200
| MWSS 373 | Miramar Way | San Diego, CA 92145 | 92145 | N | 32.8854 | -117.1224 | Roof_Flat | 0.75 |  |  | 0.75 |  | 0 | 25000 | Roof_Flat | Low | #VALUE! | #VALUE! |  |  | 223 | 1.42 | 9.47 | Miramar | 600
| E of MWSS 373 | Miramar Way | San Diego, CA 92145 | 92145 | N | 32.8853 | -117.1204 | Roof_Flat | 0.75 |  |  | 0.75 |  | 0 | 11000 | Roof_Flat | Low | #VALUE! | #VALUE! |  |  | 223 | 1.42 | 9.47 | Miramar | 500
| NE1 of MWSS 373 | Miramar Way | San Diego, CA 92145 | 92145 | N | 32.8863 | -117.1212 | Roof_Flat | 0.75 |  |  | 0.75 |  | 0 | 26000 | Roof_Flat | Medium | #VALUE! | #VALUE! |  |  | 223 | 1.42 | 9.47 | Miramar | 800
| N of MWSS 373 | Miramar Way | San Diego, CA 92145 | 92145 | N | 32.8872 | -117.1222 | Roof_Flat | 0.75 |  |  | 0.75 |  | 0 | 18000 | Roof_Flat | Medium | #VALUE! | #VALUE! |  |  | 223 | 1.42 | 9.47 | Miramar | 1100
| NE2 of MWSS 373 | Miramar Way | San Diego, CA 92145 | 92145 | N | 32.8872 | -117.12 | Roof_Flat | 0.75 |  |  | 0.75 |  | 0 | 10000 | Roof_Flat | Low | #VALUE! | #VALUE! |  |  | 223 | 1.42 | 9.47 | Miramar | 400
| Unk Bldg Bauer &amp; Maxam | Miramar Way | San Diego, CA 92145 | 92145 | N | 32.8868 | -117.1191 | Roof_Flat | 0.75 |  |  | 0.75 |  | 0 | 7500 | Roof_Flat | High | #VALUE! | #VALUE! |  |  | 223 | 1.42 | 9.47 | Miramar | 200
| Unk Bldg Phipps &amp; Maxam | Miramar Way | San Diego, CA 92145 | 92145 | N | 32.8858 | -117.1191 | Roof_Flat | 0.75 |  |  | 0.75 |  | 0 | 7500 | Roof_Flat | High | #VALUE! | #VALUE! |  |  | 223 | 1.42 | 9.47 | Miramar | 300
| Unk Huge Bldg Maxam | Miramar Way | San Diego, CA 92145 | 92145 | N | 32.886 | -117.1176 | Roof_Flat | 0.75 |  |  | 0.75 |  | 0 | 253000 | Roof_Flat | High | #VALUE! | #VALUE! |  |  | 223 | 1.42 | 9.47 | Miramar | 200
| Unk Bldg NW of USPS | Miramar Way | San Diego, CA 92145 | 92145 | N | 32.8902 | -117.134 | Roof_Angled | 0.75 |  |  | 0.75 |  | 0 | 19000 | Roof_Angled | High | #VALUE! | #VALUE! |  |  | 223 | 1.42 | 9.47 | Miramar | 2300
| MCAS RV Storage | Miramar Way | San Diego, CA 92145 | 92145 | N | 32.8827 | -117.1117 | Pkg_Lot | 0.75 |  |  | 0.75 |  | 0 | 639000 | Pkg_Lot | High | #VALUE! | #VALUE! |  |  | 223 | 1.42 | 9.47 | Miramar | 700
| FAA TRACON | 9175 Kearny Villa Rd | San Diego, CA 92126 | 92126 | N | 32.892 | -117.1166 | Target | 1 | Red |  | 1 |  | 1 |  | Existing |  | 0 | 0 |  |  | 223 | 1.42 | 9.47 | Miramar | 500
| Del Mar Highlands Town Ctr | 12925 El Camino Real | San Diego, CA 92130 | 92130 | N | 32.9521 | -117.2326 | Shopping | 1.5 |  | Total | 1.25 |  | 8 |  |  |  | 0 | #VALUE! | two substations (830, 833) |  | 830 | 1.5 | 9.98 | North City West
| Del Mar Highlands Pkg 1 | 12925 El Camino Real | San Diego, CA 92130 | 92130 | N | 32.954 | -117.231 | Pkg_Lot | 0.75 |  |  | 0.75 |  | 0 | 58000 | Pkg_Lot | High | #VALUE! | #VALUE! |  |  | 833 | 1.4 | 9.35 | North City West | 0
| Del Mar Highlands Pkg 2 | 12925 El Camino Real | San Diego, CA 92130 | 92130 | N | 32.9537 | -117.2321 | Pkg_Lot | 0.75 |  |  | 0.75 |  | 0 | 116000 | Pkg_Lot | High | #VALUE! | #VALUE! |  |  | 833 | 1.4 | 9.35 | North City West | 0
| Del Mar Highlands Pkg 3 | 12925 El Camino Real | San Diego, CA 92130 | 92130 | N | 32.953 | -117.2333 | Pkg_Lot | 0.75 |  |  | 0.75 |  | 0 | 61000 | Pkg_Lot | High | #VALUE! | #VALUE! |  |  | 833 | 1.4 | 9.35 | North City West | 0
| Del Mar Highlands Pkg 4 | 12925 El Camino Real | San Diego, CA 92130 | 92130 | N | 32.952 | -117.2331 | Pkg_Lot | 0.75 |  |  | 0.75 |  | 0 | 57000 | Pkg_Lot | High | #VALUE! | #VALUE! |  |  | 833 | 1.4 | 9.35 | North City West | 0
| Del Mar Highlands Pkg 5 | 12925 El Camino Real | San Diego, CA 92130 | 92130 | N | 32.9507 | -117.2335 | Pkg_Lot | 0.75 |  |  | 0.75 |  | 0 | 71000 | Pkg_Lot | High | #VALUE! | #VALUE! |  |  | 830 | 1.5 | 9.98 | North City West | 0
| Del Mar Highlands Pkg 6 | 12925 El Camino Real | San Diego, CA 92130 | 92130 | N | 32.9498 | -117.2334 | Pkg_Lot | 0.75 |  |  | 0.75 |  | 0 | 13000 | Pkg_Lot | High | #VALUE! | #VALUE! |  |  | 830 | 1.5 | 9.98 | North City West | 0
| Del Mar Highlands Pkg 7 | 12925 El Camino Real | San Diego, CA 92130 | 92130 | N | 32.9511 | -117.2323 | Pkg_Lot | 0.75 |  |  | 0.75 |  | 0 | 47000 | Pkg_Lot | High | #VALUE! | #VALUE! |  |  | 830 | 1.5 | 9.98 | North City West | 0
| Torrey Pines High School | 3710 Del Mar Heights Rd | San Diego, CA 92130 | 92130 | N | 32.9589 | -117.2272 | Edu | 1 |  |  | 1 |  | 1 | 350000 | Pkg_Lot | High | #VALUE! | #VALUE! |  |  | 831 | 1.33 | 8.88 | North City West | 0
| Cathedral Catholic High School | 5555 Del Mar Heights Rd | San Diego, CA 92130 | 92130 | N | 32.9597 | -117.2018 | Edu | 1.5 |  | Total | 1.25 |  | 6 |  |  |  | 0 | #VALUE! |  |  | 832 | 1.01 | 6.75 | North City West
| CCHS Pkg 1 | 5555 Del Mar Heights Rd | San Diego, CA 92130 | 92130 | N | 32.9614 | -117.2035 | Pkg_Lot | 0.75 |  |  | 0.75 |  | 0 | 75000 | Pkg_Lot | High | #VALUE! | #VALUE! |  |  | 832 | 1.01 | 6.75 | North City West | 0
| CCHS Pkg 2 | 5555 Del Mar Heights Rd | San Diego, CA 92130 | 92130 | N | 32.9609 | -117.2021 | Pkg_Lot | 0.75 |  |  | 0.75 |  | 0 | 104000 | Pkg_Lot | High | #VALUE! | #VALUE! |  |  | 832 | 1.01 | 6.75 | North City West | 0
| CCHS Pkg 3 | 5555 Del Mar Heights Rd | San Diego, CA 92130 | 92130 | N | 32.9607 | -117.2 | Pkg_Lot | 0.75 |  |  | 0.75 |  | 0 | 50000 | Pkg_Lot | High | #VALUE! | #VALUE! |  |  | 832 | 1.01 | 6.75 | North City West | 0
| CCHS Pkg 4 | 5555 Del Mar Heights Rd | San Diego, CA 92130 | 92130 | N | 32.9605 | -117.1984 | Pkg_Lot | 0.75 |  |  | 0.75 |  | 0 | 25000 | Pkg_Lot | High | #VALUE! | #VALUE! |  |  | 832 | 1.01 | 6.75 | North City West | 0
| CCHS Pkg 5 | 5555 Del Mar Heights Rd | San Diego, CA 92130 | 92130 | N | 32.9587 | -117.1993 | Pkg_Lot | 0.75 |  |  | 0.75 |  | 0 | 104000 | Pkg_Lot | High | #VALUE! | #VALUE! |  |  | 832 | 1.01 | 6.75 | North City West | 50
| Westview High School | 13500 Camino Del Sur | San Diego, CA 92129 | 92129 | N | 32.9672 | -117.1494 | Edu | 1.5 |  | Total | 1.25 |  | 3 |  |  |  | 0 | #VALUE! |  |  | 1102 | 1.23 | 8.17 | Artesian
| Westview HS Pkg 1 | 13500 Camino Del Sur | San Diego, CA 92129 | 92129 | N | 32.9677 | -117.1474 | Pkg_Lot | 0.75 |  |  | 0.75 |  | 0 | 101000 | Pkg_Lot | High | #VALUE! | #VALUE! |  |  | 1102 | 1.23 | 8.17 | Artesian | 50
| Westview HS Pkg 2 | 13500 Camino Del Sur | San Diego, CA 92129 | 92129 | N | 32.966 | -117.148 | Pkg_Lot | 0.75 |  |  | 0.75 |  | 0 | 151000 | Pkg_Lot | High | #VALUE! | #VALUE! |  |  | 1102 | 1.23 | 8.17 | Artesian | 0
| Near Black Mtn Ranch Park | 14700 Carmel Valley Rd | San Diego, CA 92129 | 92129 | N | 32.9854 | -117.1273 | Water | 1 |  |  | 1 |  | 1 | 160000 | Pkg_Lot | High | #VALUE! | #VALUE! |  |  | 500 | 1.04 | 6.91 | Chicarita | 0
| Mt. Carmel High School Pkg Lot | 9550 Carmel Mountain Rd | San Diego, CA 92129 | 92129 | N | 32.9674 | -117.1197 | Edu | 1 |  |  | 1 |  | 1 | 187000 | Pkg_Lot | High | #VALUE! | #VALUE! |  |  | 500 | 1.04 | 6.91 | Chicarita | 0
| Rancho Penasquitos Towne Ctr | 13189 Black Mountain Rd | San Diego, CA 92129 | 92129 | N | 32.9577 | -117.1265 | Shopping | 1.5 |  | Total | 1.25 |  | 4 |  |  |  | 0 | #VALUE! |  |  | 910 | 1.08 | 7.19 | Chicarita
| Rancho Penasquitos TC Pkg Lot S | 13189 Black Mountain Rd | San Diego, CA 92129 | 92129 | N | 32.9572 | -117.1268 | Pkg_Lot | 0.75 |  |  | 0.75 |  | 0 | 66000 | Pkg_Lot | High | #VALUE! | #VALUE! |  |  | 910 | 1.08 | 7.19 | Chicarita | 0
| Rancho Penasquitos TC Pkg Lot N | 13189 Black Mountain Rd | San Diego, CA 92129 | 92129 | N | 32.9584 | -117.1258 | Pkg_Lot | 0.75 |  |  | 0.75 |  | 0 | 59000 | Pkg_Lot | High | #VALUE! | #VALUE! |  |  | 910 | 1.08 | 7.19 | Chicarita | 0
| Rancho Penasquitos Vons roof | 13189 Black Mountain Rd | San Diego, CA 92129 | 92129 | N | 32.958 | -117.1251 | Roof_Flat | 0.75 |  |  | 0.75 |  | 0 | 30000 | Roof_Flat | High | #VALUE! | #VALUE! |  |  | 910 | 1.08 | 7.19 | Chicarita | 100
| Torrey Pines Golf Course Pkg | 11480 N Torrey Pines Rd | La Jolla, CA 92037 | 92037 | S | 32.9054 | -117.2441 | Pkg_Lot | 1 |  |  | 1 |  | 1 | 126000 | Pkg_Lot | High | #VALUE! | #VALUE! |  |  | 735 | 1.5 | 10 | Torrey Pines | 0
| Unk at 10670 John J Hopkins Dr | 10670 John J Hopkins Dr | San Diego, CA 92121 | 92121 | N | 32.8967 | -117.241 | Biz | 1.5 |  | Total | 1.25 |  | 4 |  |  |  | 0 | #VALUE! |  |  | 737 | 1.5 | 10 | Torrey Pines
| 10670 John J Hopkins Pkg 1 | 10670 John J Hopkins Dr | San Diego, CA 92121 | 92121 | N | 32.8975 | -117.2412 | Pkg_Lot | 0.75 |  |  | 0.75 |  | 0 | 53000 | Pkg_Lot | High | #VALUE! | #VALUE! |  |  | 737 | 1.5 | 10 | Torrey Pines | 200
| 10670 John J Hopkins Pkg 2 | 10670 John J Hopkins Dr | San Diego, CA 92121 | 92121 | N | 32.897 | -117.2403 | Pkg_Lot | 0.75 |  |  | 0.75 |  | 0 | 87000 | Pkg_Lot | High | #VALUE! | #VALUE! |  |  | 737 | 1.5 | 10 | Torrey Pines | 0
| 10670 John J Hopkins Pkg 3 | 10670 John J Hopkins Dr | San Diego, CA 92121 | 92121 | N | 32.8961 | -117.2407 | Pkg_Lot | 0.75 |  |  | 0.75 |  | 0 | 30000 | Pkg_Lot | High | #VALUE! | #VALUE! |  |  | 737 | 1.5 | 10 | Torrey Pines | 100
| Leidos Pkg | 4161 Campus Point Ct | San Diego, CA 92121 | 92121 | N | 32.8904 | -117.225 | Pkg_Lot | 1 |  |  | 1 |  | 1 | 244000 | Pkg_Lot | High | #VALUE! | #VALUE! |  |  | 748 | 1.5 | 10 | Genesee | 200
| Lilly Biotechnology Center | 10290 Campus Point Dr | San Diego, CA 92121 | 92121 | N | 32.8907 | -117.2233 | Biz | 1.5 |  | Total | 1.25 |  | 5 |  |  |  | 0 | #VALUE! |  |  | 745 | 1.46 | 9.74 | Genesee
| Lilly Biotech Ctr Pkg 1 | 10290 Campus Point Dr | San Diego, CA 92121 | 92121 | N | 32.8924 | -117.2253 | Pkg_Lot | 0.75 |  |  | 0.75 |  | 0 | 163000 | Pkg_Lot | High | #VALUE! | #VALUE! |  |  | 745 | 1.46 | 9.74 | Genesee | 50
| Lilly Biotech Ctr Pkg 2 | 10290 Campus Point Dr | San Diego, CA 92121 | 92121 | N | 32.8916 | -117.2243 | Pkg_Lot | 0.75 |  |  | 0.75 |  | 0 | 105000 | Pkg_Lot | High | #VALUE! | #VALUE! |  |  | 745 | 1.46 | 9.74 | Genesee | 200
| Lilly Biotech Ctr Pkg 3 | 10290 Campus Point Dr | San Diego, CA 92121 | 92121 | N | 32.8906 | -117.2238 | Pkg_Lot | 0.75 |  |  | 0.75 |  | 0 | 47000 | Pkg_Lot | High | #VALUE! | #VALUE! |  |  | 745 | 1.46 | 9.74 | Genesee | 50
| Lilly Biotech Ctr Pkg 4 | 10290 Campus Point Dr | San Diego, CA 92121 | 92121 | N | 32.89 | -117.2229 | Pkg_Lot | 0.75 |  |  | 0.75 |  | 0 | 51000 | Pkg_Lot | High | #VALUE! | #VALUE! |  |  | 745 | 1.46 | 9.74 | Genesee | 50
| UCSD CALM | 10300 Campus Point Dr | San Diego, CA 92121 | 92121 | N | 32.8932 | -117.224 | Biz | 1.5 |  | Total | 1.25 |  | 6 |  |  |  |  | #VALUE! |  |  | 745 | 1.46 | 9.74 | Genesee
| UCSD CALM Pkg 1 | 10300 Campus Point Dr | San Diego, CA 92121 | 92121 | N | 32.8949 | -117.2243 | Pkg_Lot | 0.75 |  |  | 0.75 |  | 0 | 112000 | Pkg_Lot | High | #VALUE! | #VALUE! |  |  | 745 | 1.46 | 9.74 | Genesee | 600
| UCSD CALM Pkg 2 | 10300 Campus Point Dr | San Diego, CA 92121 | 92121 | N | 32.8936 | -117.2249 | Pkg_Lot | 0.75 |  |  | 0.75 |  | 0 | 76000 | Pkg_Lot | High | #VALUE! | #VALUE! |  |  | 745 | 1.46 | 9.74 | Genesee | 300
| UCSD CALM Pkg 3 | 10300 Campus Point Dr | San Diego, CA 92121 | 92121 | N | 32.8922 | -117.2235 | Pkg_Lot | 0.75 |  |  | 0.75 |  | 0 | 52000 | Pkg_Lot | High | #VALUE! | #VALUE! |  |  | 745 | 1.46 | 9.74 | Genesee | 0
| UCSD CALM Pkg 4 | 10300 Campus Point Dr | San Diego, CA 92121 | 92121 | N | 32.8916 | -117.2227 | Pkg_Lot | 0.75 |  |  | 0.75 |  | 0 | 82000 | Pkg_Lot | High | #VALUE! | #VALUE! |  |  | 745 | 1.46 | 9.74 | Genesee | 0
| UCSD CALM Pkg 5 | 10300 Campus Point Dr | San Diego, CA 92121 | 92121 | N | 32.8934 | -117.2224 | Pkg_Lot | 0.75 |  |  | 0.75 |  | 0 | 25000 | Pkg_Lot | High | #VALUE! | #VALUE! |  |  | 745 | 1.46 | 9.74 | Genesee | 700
| UCSD | 9500 Gilman Dr | La Jolla, CA 92093 | 92093 | S | 32.8754 | -117.2354 | Pkg_Lot | 1.5 |  | Total | 1.25 |  | 31 |  |  |  | 0 | #VALUE! | Varying address forms |  | Multiple |  |  | Multiple
| Sanford Consortium for Regen Med Pkg 1 | 9500 Gilman Dr | La Jolla, CA 92093 | 92093 | S | 32.8885 | -117.245 | Pkg_Lot | 0.75 |  |  | 0.75 |  | 0 | 55000 | Pkg_Lot | High | #VALUE! | #VALUE! | 2880 Torrey Pines Scenic Dr, La Jolla, CA 92037 |  | 65 | 1.24 | 8.26 | Rose Canyon | 250
| Sanford Consortium for Regen Med Pkg 2 | 9500 Gilman Dr | La Jolla, CA 92093 | 92093 | S | 32.8884 | -117.244 | Pkg_Lot | 0.75 |  |  | 0.75 |  | 0 | 71000 | Pkg_Lot | High | #VALUE! | #VALUE! | 2880 Torrey Pines Scenic Dr, La Jolla, CA 92037 |  | 65 | 1.24 | 8.26 | Rose Canyon | 100
| Salk Inst Pkg W | 9500 Gilman Dr | La Jolla, CA 92093 | 92093 | S | 32.8883 | -117.2484 | Pkg_Lot | 0.75 |  |  | 0.75 |  | 0 | 118000 | Pkg_Lot | High | #VALUE! | #VALUE! | 10010 N Torrey Pines Rd |  | 65 | 1.24 | 8.26 | Rose Canyon | 1000
| Salk Inst Pkg E | 9500 Gilman Dr | La Jolla, CA 92093 | 92093 | S | 32.8871 | -117.2444 | Pkg_Lot | 0.75 |  |  | 0.75 |  | 0 | 52000 | Pkg_Lot | High | #VALUE! | #VALUE! | 10010 N Torrey Pines Rd |  | 65 | 1.24 | 8.26 | Rose Canyon | 100
| Int'l House Pkg Garage | 9500 Gilman Dr | La Jolla, CA 92093 | 92093 | S | 32.8842 | -117.2431 | Pkg_Garage | 0.75 |  |  | 0.75 |  | 0 | 54000 | Pkg_Garage | High | #VALUE! | #VALUE! | 9500 Gilman Dr, La Jolla, CA 92093 |  | 65 | 1.24 | 8.26 | Rose Canyon | 250
| Hopkins Pkg Structure | 9500 Gilman Dr | La Jolla, CA 92093 | 92093 | S | 32.8838 | -117.2393 | Target | 0.75 | Red |  | 0.75 |  | 0 |  | Existing |  | 0 | #VALUE! | 9500 Gilman Drive 0512, Thurgood Marshall College, La Jolla, CA 92037 |  | 65 | 1.24 | 8.26 | Rose Canyon | 250
| Lot P304 | 9500 Gilman Dr | La Jolla, CA 92093 | 92093 | S | 32.8825 | -117.2427 | Pkg_Lot | 0.75 |  |  | 0.75 |  | 0 | 19000 | Pkg_Lot | High | #VALUE! | #VALUE! | La Jolla, CA 92037 |  | 65 | 1.24 | 8.26 | Rose Canyon | 300
| Lot P303 | 9500 Gilman Dr | La Jolla, CA 92093 | 92093 | S | 32.8815 | -117.2427 | Pkg_Lot | 0.75 |  |  | 0.75 |  | 0 | 40000 | Pkg_Lot | High | #VALUE! | #VALUE! | La Jolla, CA 92037 |  | 65 | 1.24 | 8.26 | Rose Canyon | 300
| Lot P302 | 9500 Gilman Dr | La Jolla, CA 92093 | 92093 | S | 32.8812 | -117.2418 | Pkg_Lot | 0.75 |  |  | 0.75 |  | 0 | 31000 | Pkg_Lot | High | #VALUE! | #VALUE! | San Diego, CA 92161 |  | 65 | 1.24 | 8.26 | Rose Canyon | 500
| Lot P208 | 9500 Gilman Dr | La Jolla, CA 92093 | 92093 | S | 32.8804 | -117.2429 | Pkg_Lot | 0.75 |  |  | 0.75 |  | 0 | 150000 | Pkg_Lot | High | #VALUE! | #VALUE! | La Jolla, CA 92037 |  | 65 | 1.24 | 8.26 | Rose Canyon | 300
| Lot P207 | 9500 Gilman Dr | La Jolla, CA 92093 | 92093 | S | 32.8803 | -117.2414 | Pkg_Lot | 0.75 |  |  | 0.75 |  | 0 | 123000 | Pkg_Lot | High | #VALUE! | #VALUE! | San Diego, CA |  | 65 | 1.24 | 8.26 | Rose Canyon | 500
| Lot P206 | 9500 Gilman Dr | La Jolla, CA 92093 | 92093 | S | 32.8792 | -117.2401 | Pkg_Lot | 0.75 |  |  | 0.75 |  | 0 | 41000 | Pkg_Lot | High | #VALUE! | #VALUE! | San Diego, CA 92161 |  | 65 | 1.24 | 8.26 | Rose Canyon | 1000
| Structural &amp; Mtls Eng (SME) Bldg | 9500 Gilman Dr | La Jolla, CA 92093 | 92093 | S | 32.8799 | -117.233 | Target | 0.75 | Red |  | 0.75 |  | 0 |  | Existing |  | 0 | #VALUE! | Matthews Ln, La Jolla, CA 92093 |  | 65 | 1.24 | 8.26 | Rose Canyon
| Lot P510 | 9500 Gilman Dr | La Jolla, CA 92093 | 92093 | S | 32.8814 | -117.2301 | Pkg_Lot | 0.75 |  |  | 0.75 |  | 0 | 70000 | Pkg_Lot | High | #VALUE! | #VALUE! | La Jolla, CA 92093 |  | 273 | 1.48 | 9.89 | Genesee | 500
| Lot P701 | 9500 Gilman Dr | La Jolla, CA 92093 | 92093 | S | 32.8811 | -117.2273 | Pkg_Lot | 0.75 |  |  | 0.75 |  | 0 | 108000 | Pkg_Lot | High | #VALUE! | #VALUE! | Voigt Dr, La Jolla, CA 92093 |  | 273 | 1.48 | 9.89 | Genesee | 100
| Lot P702 | 9500 Gilman Dr | La Jolla, CA 92093 | 92093 | S | 32.8817 | -117.2236 | Pkg_Lot | 0.75 |  |  | 0.75 |  | 0 | 175000 | Pkg_Lot | High | #VALUE! | #VALUE! | Voigt Dr, La Jolla, CA 92093 |  | 273 | 1.48 | 9.89 | Genesee | 100
| Campus Point Parking Structure | 9500 Gilman Dr | La Jolla, CA 92093 | 92093 | S | 32.8796 | -117.2261 | Pkg_Garage | 0.75 |  |  | 0.75 |  | 0 | 56000 | Pkg_Garage | High | #VALUE! | #VALUE! | 304 Medical Center Dr, La Jolla, CA 92037 |  | 273 | 1.48 | 9.89 | Genesee | 100
| Lot P751 | 9500 Gilman Dr | La Jolla, CA 92093 | 92093 | S | 32.8792 | -117.2243 | Pkg_Lot | 0.75 |  |  | 0.75 |  | 0 | 91000 | Pkg_Lot | High | #VALUE! | #VALUE! | La Jolla, CA 92037 |  | 273 | 1.48 | 9.89 | Genesee | 1000
| Lot P760 | 9500 Gilman Dr | La Jolla, CA 92093 | 92093 | S | 32.8803 | -117.2225 | Pkg_Lot | 0.75 |  |  | 0.75 |  | 0 | 76000 | Pkg_Lot | High | #VALUE! | #VALUE! | La Jolla, CA 92037 |  | 273 | 1.48 | 9.89 | Genesee | 400
| Regents Road West Lot | 9500 Gilman Dr | La Jolla, CA 92093 | 92093 | S | 32.88 | -117.2206 | Pkg_Lot | 0.75 |  |  | 0.75 |  | 0 | 47000 | Pkg_Lot | High | #VALUE! | #VALUE! | La Jolla, CA 92037 (S side only) |  | 273 | 1.48 | 9.89 | Genesee | 0
| Regents Road NE Lot | 9500 Gilman Dr | La Jolla, CA 92093 | 92093 | S | 32.8809 | -117.2195 | Pkg_Lot | 0.75 |  |  | 0.75 |  | 0 | 144000 | Pkg_Lot | High | #VALUE! | #VALUE! | 9500 Gilman Dr, La Jolla, CA 92037 |  | 273 | 1.48 | 9.89 | Genesee | 0
| Regents Road E Lot | 9500 Gilman Dr | La Jolla, CA 92093 | 92093 | S | 32.8795 | -117.2192 | Pkg_Lot | 0.75 |  |  | 0.75 |  | 0 | 190000 | Pkg_Lot | High | #VALUE! | #VALUE! | 9500 Gilman Dr, La Jolla, CA 92037 |  | 273 | 1.48 | 9.89 | Genesee | 0
| Lot P761 | 9500 Gilman Dr | La Jolla, CA 92093 | 92093 | S | 32.8781 | -117.2208 | Pkg_Lot | 0.75 |  |  | 0.75 |  | 0 | 168000 | Pkg_Lot | High | #VALUE! | #VALUE! | La Jolla, CA 92037 |  | 273 | 1.48 | 9.89 | Genesee | 500
| Lot P781 | 9500 Gilman Dr | La Jolla, CA 92093 | 92093 | S | 32.8778 | -117.2189 | Pkg_Lot | 0.75 |  |  | 0.75 |  | 0 | 97000 | Pkg_Lot | High | #VALUE! | #VALUE! | La Jolla, CA 92037 |  | 273 | 1.48 | 9.89 | Genesee | 0
| Lot P782 | 9500 Gilman Dr | La Jolla, CA 92093 | 92093 | S | 32.876 | -117.2189 | Pkg_Lot | 0.75 |  |  | 0.75 |  | 0 | 89000 | Pkg_Lot | High | #VALUE! | #VALUE! | La Jolla, CA 92037 |  | 273 | 1.48 | 9.89 | Genesee | 100
| Lot P783 | 9500 Gilman Dr | La Jolla, CA 92093 | 92093 | S | 32.8763 | -117.2226 | Pkg_Lot | 0.75 |  |  | 0.75 |  | 0 | 55000 | Pkg_Lot | High | #VALUE! | #VALUE! | La Jolla, CA 92037 |  | 273 | 1.48 | 9.89 | Genesee | 100
| Mesa Nueva Graduate Community | 9500 Gilman Dr | La Jolla, CA 92093 | 92093 | S | 32.8752 | -117.2197 | Pkg_Lot | 0.75 |  |  | 0.75 |  | 0 | 85000 | Pkg_Lot | High | #VALUE! | #VALUE! | 3869 Miramar St, La Jolla, CA 92092 |  | 273 | 1.48 | 9.89 | Rose Canyon | 50
| One Miramar Street Parking Garage | 9500 Gilman Dr | La Jolla, CA 92093 | 92093 | S | 32.8754 | -117.224 | Pkg_Garage | 0.75 |  |  | 0.75 |  | 0 | 53000 | Pkg_Garage | High | #VALUE! | #VALUE! | 3700 Miramar St, La Jolla, CA 92037 |  | 273 | 1.48 | 9.89 | Rose Canyon | 50
| Lot P103 | 9500 Gilman Dr | La Jolla, CA 92093 | 92093 | S | 32.8732 | -117.2421 | Pkg_Lot | 0.75 |  |  | 0.75 |  | 0 | 147000 | Pkg_Lot | High | #VALUE! | #VALUE! | San Diego, CA 92161 |  | 65 | 1.24 | 8.26 | Rose Canyon | 200
| Lot P102 | 9500 Gilman Dr | La Jolla, CA 92093 | 92093 | S | 32.8721 | -117.2428 | Pkg_Lot | 0.75 |  |  | 0.75 |  | 0 | 140000 | Pkg_Lot | High | #VALUE! | #VALUE! | San Diego, CA 92161 |  | 65 | 1.24 | 8.26 | Rose Canyon | 200
| The Shops at La Jolla Vlg | 8801-8879 Villa La Jolla Dr | La Jolla, CA 92037 | 92037 | S | 32.8687 | -117.2319 | Shopping | 1.5 |  | Total | 1.25 |  | 6 |  |  |  | 0 | #VALUE! |  |  | 268 | 1.49 | 9.95 | Genesee
| The Rack | 8801-8879 Villa La Jolla Dr | La Jolla, CA 92037 | 92037 | S | 32.8693 | -117.2334 | Roof_Flat | 0.75 |  |  | 0.75 |  | 0 | 32000 | Roof_Flat | Medium | #VALUE! | #VALUE! |  |  | 268 | 1.49 | 9.95 | Genesee | 50
| CVS-Whole Foods | 8801-8879 Villa La Jolla Dr | La Jolla, CA 92037 | 92037 | S | 32.8691 | -117.2307 | Roof_Flat | 0.75 |  |  | 0.75 |  | 0 | 59000 | Roof_Flat | Medium | #VALUE! | #VALUE! |  |  | 268 | 1.49 | 9.95 | Genesee | 50
| E of Rack pkg | 8801-8879 Villa La Jolla Dr | La Jolla, CA 92037 | 92037 | S | 32.8693 | -117.2329 | Pkg_Lot | 0.75 |  |  | 0.75 |  | 0 | 13000 | Pkg_Lot | High | #VALUE! | #VALUE! |  |  | 268 | 1.49 | 9.95 | Genesee | 50
| S of Rack pkg | 8801-8879 Villa La Jolla Dr | La Jolla, CA 92037 | 92037 | S | 32.8686 | -117.2326 | Pkg_Lot | 0.75 |  |  | 0.75 |  | 0 | 83000 | Pkg_Lot | High | #VALUE! | #VALUE! |  |  | 268 | 1.49 | 9.95 | Genesee | 50
| W of CVS-WF | 8801-8879 Villa La Jolla Dr | La Jolla, CA 92037 | 92037 | S | 32.8689 | -117.2314 | Pkg_Lot | 0.75 |  |  | 0.75 |  | 0 | 80000 | Pkg_Lot | High | #VALUE! | #VALUE! |  |  | 268 | 1.49 | 9.95 | Genesee | 200
| La Jolla Vlg Square | 8707-8657 Villa La Jolla Dr | La Jolla, CA 92037 | 92037 | S | 32.8663 | -117.2319 | Shopping | 1.5 |  | Total | 1.25 |  | 6 |  |  |  | 0 | #VALUE! |  |  | 270 | 1.5 | 10 | Genesee
| Ralph's-DSW | 8707-8657 Villa La Jolla Dr | La Jolla, CA 92037 | 92037 | S | 32.8656 | -117.2319 | Roof_Flat | 0.75 |  |  | 0.75 |  | 0 | 200000 | Roof_Flat | Medium | #VALUE! | #VALUE! |  |  | 270 | 1.5 | 10 | Genesee | 0
| La Jolla Vlg Sq Pkg N | 8707-8657 Villa La Jolla Dr | La Jolla, CA 92037 | 92037 | S | 32.8671 | -117.2322 | Pkg_Lot | 0.75 |  |  | 0.75 |  | 0 | 105000 | Pkg_Lot | High | #VALUE! | #VALUE! |  |  | 270 | 1.5 | 10 | Genesee | 50
| La Jolla Vlg Sq Pkg W | 8707-8657 Villa La Jolla Dr | La Jolla, CA 92037 | 92037 | S | 32.8661 | -117.2328 | Pkg_Lot | 0.75 |  |  | 0.75 |  | 0 | 62000 | Pkg_Lot | High | #VALUE! | #VALUE! |  |  | 270 | 1.5 | 10 | Genesee | 50
| La Jolla Vlg Sq Pkg E | 8707-8657 Villa La Jolla Dr | La Jolla, CA 92037 | 92037 | S | 32.8662 | -117.2309 | Pkg_Lot | 0.75 |  |  | 0.75 |  | 0 | 220000 | Pkg_Lot | High | #VALUE! | #VALUE! |  |  | 270 | 1.5 | 10 | Genesee | 50
| La Jolla Vlg Sq Pkg S | 8707-8657 Villa La Jolla Dr | La Jolla, CA 92037 | 92037 | S | 32.8641 | -117.2319 | Pkg_Lot | 0.75 |  |  | 0.75 |  | 0 | 77000 | Pkg_Lot | High | #VALUE! | #VALUE! |  |  | 270 | 1.5 | 10 | Genesee | 50
| VA San Diego Healthcare System | 3350 La Jolla Village Dr | San Diego, CA 92161 | 92161 | S | 32.8747 | -117.2323 | Hospital | 1.5 |  | Total | 1.25 |  | 7 |  |  |  | 0 | #VALUE! |  |  | 268 | 1.49 | 9.95 | Genesee
| VASD Pkg Garage | 3350 La Jolla Village Dr | San Diego, CA 92161 | 92161 | S | 32.8739 | -117.2324 | Pkg_Garage | 0.75 |  |  | 0.75 |  | 0 | 35000 | Pkg_Garage | High | #VALUE! | #VALUE! |  |  | 268 | 1.49 | 9.95 | Genesee | 750
| VASD Pkg Lot 1 | 3350 La Jolla Village Dr | San Diego, CA 92161 | 92161 | S | 32.8738 | -117.2332 | Pkg_Lot | 0.75 |  |  | 0.75 |  | 0 | 72000 | Pkg_Lot | High | #VALUE! | #VALUE! |  |  | 268 | 1.49 | 9.95 | Genesee | 700
| VASD Pkg Lot 2 | 3350 La Jolla Village Dr | San Diego, CA 92161 | 92161 | S | 32.8729 | -117.2331 | Pkg_Lot | 0.75 |  |  | 0.75 |  | 0 | 98000 | Pkg_Lot | High | #VALUE! | #VALUE! |  |  | 268 | 1.49 | 9.95 | Genesee | 300
| VASD Pkg Lot 3 | 3350 La Jolla Village Dr | San Diego, CA 92161 | 92161 | S | 32.8739 | -117.2317 | Pkg_Lot | 0.75 |  |  | 0.75 |  | 0 | 63000 | Pkg_Lot | High | #VALUE! | #VALUE! |  |  | 268 | 1.49 | 9.95 | Genesee | 250
| VASD Pkg Lot 4 | 3350 La Jolla Village Dr | San Diego, CA 92161 | 92161 | S | 32.8738 | -117.2309 | Pkg_Lot | 0.75 |  |  | 0.75 |  | 0 | 52000 | Pkg_Lot | High | #VALUE! | #VALUE! |  |  | 268 | 1.49 | 9.95 | Genesee | 50
| VASD Pkg Lot 5 | 3350 La Jolla Village Dr | San Diego, CA 92161 | 92161 | S | 32.8748 | -117.2308 | Pkg_Lot | 0.75 |  |  | 0.75 |  | 0 | 29000 | Pkg_Lot | High | #VALUE! | #VALUE! |  |  | 268 | 1.49 | 9.95 | Genesee | 50
| La Jolla Shores Beach Parking | 8300-8370 Camino Del Oro | La Jolla, CA 92037 | 92037 | S | 32.8576 | -117.2564 | Pkg_Lot | 1 |  |  | 1 |  | 1 | 109000 | Pkg_Lot | High | #VALUE! | #VALUE! |  |  | 120 | 1.4 | 9.31 | Rose Canyon | 0
| Dana Landing Market Pkg | 2580 Ingraham St | San Diego, CA 92109 | 92109 | S | 32.7656 | -117.2343 | Pkg_Lot | 1 |  |  | 1 |  | 1 | 177000 | Pkg_Lot | High | #VALUE! | #VALUE! |  |  | 546 | 1.45 | 9.7 | Pacific Beach | 0
| Seaforth Marina Pkg | 1677 Quivira Rd | San Diego, CA 92109 | 92109 | S | 32.7636 | -117.2357 | Pkg_Lot | 1 |  |  | 1 |  | 1 | 175000 | Pkg_Lot | High | #VALUE! | #VALUE! |  |  | 741 | 1.5 | 10 | Point Loma | 0
| Marina Vlg Conf Ctr Pkg | 1936 Quivira Way | San Diego, CA 92109 | 92109 | S | 32.7614 | -117.2331 | Pkg_Lot | 1 |  |  | 1 |  | 1 | 155000 | Pkg_Lot | High | #VALUE! | #VALUE! |  |  | 741 | 1.5 | 10 | Point Loma | 50
| Westfield UTC Shopping Ctr | 4333 La Jolla Village Dr | San Diego, CA 92122 | 92122 | S | 32.8703 | -117.2111 | Shopping | 1.5 |  | Total | 1.25 |  | 10 |  |  |  | 0 | #VALUE! |  |  | Multiple |  |  | Genesee
| Macys | 4333 La Jolla Village Dr | San Diego, CA 92122 | 92122 | S | 32.8688 | -117.2122 | Roof_Flat | 0.75 |  |  | 0.75 |  | 0 | 19000 | Roof_Flat | High | #VALUE! | #VALUE! |  |  | 272 | 1.34 | 8.95 | Genesee | 0
| Forever 21 | 4333 La Jolla Village Dr | San Diego, CA 92122 | 92122 | S | 32.8709 | -117.2116 | Roof_Flat | 0.75 |  |  | 0.75 |  | 0 | 9000 | Roof_Flat | High | #VALUE! | #VALUE! |  |  | 271 | 1.49 | 9.9 | Genesee | 0
| Pottery Barn | 4333 La Jolla Village Dr | San Diego, CA 92122 | 92122 | S | 32.8723 | -117.2088 | Roof_Flat | 0.75 |  |  | 0.75 |  | 0 | 62000 | Roof_Flat | High | #VALUE! | #VALUE! |  |  | 271 | 1.49 | 9.9 | Genesee | 0
| W_UTC Pkg 1 | 4333 La Jolla Village Dr | San Diego, CA 92122 | 92122 | S | 32.8732 | -117.2087 | Pkg_Lot | 0.75 |  |  | 0.75 |  | 0 | 150000 | Pkg_Lot | High | #VALUE! | #VALUE! |  |  | 271 | 1.49 | 9.9 | Genesee | 0
| W_UTC Pkg 2 | 4333 La Jolla Village Dr | San Diego, CA 92122 | 92122 | S | 32.8721 | -117.2078 | Pkg_Lot | 0.75 |  |  | 0.75 |  | 0 | 105000 | Pkg_Lot | High | #VALUE! | #VALUE! |  |  | 271 | 1.49 | 9.9 | Genesee | 0
| W_UTC Pkg 3 | 4333 La Jolla Village Dr | San Diego, CA 92122 | 92122 | S | 32.8708 | -117.2086 | Pkg_Garage | 0.75 |  |  | 0.75 |  | 0 | 92000 | Pkg_Garage | High | #VALUE! | #VALUE! |  |  | 271 | 1.49 | 9.9 | Genesee | 0
| W_UTC Pkg 4 | 4333 La Jolla Village Dr | San Diego, CA 92122 | 92122 | S | 32.8723 | -117.2105 | Pkg_Garage | 0.75 |  |  | 0.75 |  | 0 | 77000 | Pkg_Garage | High | #VALUE! | #VALUE! |  |  | 271 | 1.49 | 9.9 | Genesee | 0
| W_UTC Pkg 5 | 4333 La Jolla Village Dr | San Diego, CA 92122 | 92122 | S | 32.8686 | -117.2117 | Pkg_Lot | 0.75 |  |  | 0.75 |  | 0 | 35000 | Pkg_Lot | High | #VALUE! | #VALUE! |  |  | 272 | 1.34 | 8.95 | Genesee | 0
| W_UTC Pkg 6 | 4333 La Jolla Village Dr | San Diego, CA 92122 | 92122 | S | 32.868 | -117.2126 | Pkg_Lot | 0.75 |  |  | 0.75 |  | 0 | 150000 | Pkg_Lot | High | #VALUE! | #VALUE! |  |  | 272 | 1.34 | 8.95 | Genesee | 0
| Illumina | 5200 Illumina Way | San Diego, CA 92122 | 92122 | S | 32.8709 | -117.1983 | Biz | 1.5 |  | Total | 1.25 |  | 5 |  |  |  | 0 | #VALUE! |  |  | 272 | 1.34 | 8.95 | Genesee
| Illumina bldg 1 | 5200 Illumina Way | San Diego, CA 92122 | 92122 | S | 32.8709 | -117.1991 | Roof_Flat | 0.75 |  |  | 0.75 |  | 0 | 11000 | Roof_Flat | High | #VALUE! | #VALUE! |  |  | 272 | 1.34 | 8.95 | Genesee | 0
| Illumina Pkg 1 | 5200 Illumina Way | San Diego, CA 92122 | 92122 | S | 32.8723 | -117.2001 | Pkg_Lot | 0.75 |  |  | 0.75 |  | 0 | 22000 | Pkg_Lot | High | #VALUE! | #VALUE! |  |  | 272 | 1.34 | 8.95 | Genesee | 0
| Illumina Pkg 2 | 5200 Illumina Way | San Diego, CA 92122 | 92122 | S | 32.8719 | -117.1989 | Pkg_Lot | 0.75 |  |  | 0.75 |  | 0 | 70000 | Pkg_Lot | High | #VALUE! | #VALUE! |  |  | 272 | 1.34 | 8.95 | Genesee | 0
| Illumina Pkg 3 | 5200 Illumina Way | San Diego, CA 92122 | 92122 | S | 32.8704 | -117.1969 | Pkg_Garage | 0.75 |  |  | 0.75 |  | 0 | 25000 | Pkg_Garage | High | #VALUE! | #VALUE! |  |  | 272 | 1.34 | 8.95 | Genesee | 200
| Unknown Biz Ctr | 5657 Copley Dr | San Diego, CA 92111 | 92111 | S | 32.8409 | -117.166 | Biz | 1.5 |  | Total | 1.25 |  | 4 |  |  |  | 0 | #VALUE! |  |  | 776 | 1.73 | 11.5 | Mesa Heights
| ATM Merchant Sys | 5657 Copley Dr | San Diego, CA 92111 | 92111 | S | 32.8424 | -117.167 | Roof_Flat | 0.75 |  |  | 0.75 |  | 0 | 113000 | Roof_Flat | Medium | #VALUE! | #VALUE! |  |  | 776 | 1.73 | 11.5 | Mesa Heights | 0
| ATM Pkg | 5657 Copley Dr | San Diego, CA 92111 | 92111 | S | 32.8414 | -117.1663 | Pkg_Lot | 0.75 |  |  | 0.75 |  | 0 | 160000 | Pkg_Lot | High | #VALUE! | #VALUE! |  |  | 776 | 1.73 | 11.5 | Mesa Heights | 200
| Road Runner Sports | 5657 Copley Dr | San Diego, CA 92111 | 92111 | S | 32.8406 | -117.1645 | Roof_Flat | 0.75 |  |  | 0.75 |  | 0 | 56000 | Roof_Flat | Medium | #VALUE! | #VALUE! |  |  | 776 | 1.73 | 11.5 | Mesa Heights | 0
| Morena Plaza | 4605 Morena Blvd | San Diego, CA 92117 | 92117 | S | 32.8227 | -117.2262 | Shopping | 1.5 |  | Total | 1.25 |  | 5 |  |  |  | 0 | #VALUE!
| Costco Bldg N Corner | 4605 Morena Blvd | San Diego, CA 92117 | 92117 | S | 32.8232 | -117.226 | Roof_Angled | 0.75 |  |  | 0.75 |  | 0 | 24000 | Roof_Angled | High | #VALUE! | #VALUE! | N Corner, W facing |  | 69 | 1.44 | 9.63 | Rose Canyon | 100
| Costco Bldg S Corner | 4605 Morena Blvd | San Diego, CA 92117 | 92117 | S | 32.8219 | -117.2255 | Roof_Angled | 0.75 |  |  | 0.75 |  | 0 | 57500 | Roof_Angled | High | #VALUE! | #VALUE! | S Corner, W facing |  | 69 | 1.44 | 9.63 | Rose Canyon | 50
| Costco Pkg N | 4605 Morena Blvd | San Diego, CA 92117 | 92117 | S | 32.8238 | -117.2263 | Pkg_Lot | 0.75 |  |  | 0.75 |  | 0 | 102000 | Pkg_Lot | High | #VALUE! | #VALUE! |  |  | 69 | 1.44 | 9.63 | Rose Canyon | 0
| Costco Pkg S | 4605 Morena Blvd | San Diego, CA 92117 | 92117 | S | 32.8208 | -117.2243 | Pkg_Lot | 0.75 |  |  | 0.75 |  | 0 | 195000 | Pkg_Lot | High | #VALUE! | #VALUE! |  |  | 69 | 1.44 | 9.63 | Rose Canyon | 0
| Diane Vlg Shopping Ctr | 4740 Clairemont Mesa Blvd | San Diego, CA 92117 | 92117 | S | 32.8352 | -117.1887 | Shopping | 1.5 |  | Total | 1.25 |  | 4 |  |  |  | 0 | #VALUE! | Ignores existing PV trees |  | 279 | 1.32 | 8.77 | Clairmont | 0
| SDG&amp;E Energy Innovation Ctr | 4740 Clairemont Mesa Blvd | San Diego, CA 92117 | 92117 | S | 32.8355 | -117.1884 | Target | 0.75 | Red |  | 0.75 |  | 0 |  | Existing |  | 0 | #VALUE! |  |  | 279 | 1.32 | 8.77 | Clairmont | 0
| Diane Vlg Shop Pkg | 4740 Clairemont Mesa Blvd | San Diego, CA 92117 | 92117 | S | 32.835 | -117.1882 | Pkg_Lot | 0.75 |  |  | 0.75 |  | 0 | 123000 | Pkg_Lot | High | #VALUE! | #VALUE! | Ignores existing PV trees |  | 279 | 1.32 | 8.77 | Clairmont | 0
| John's Shoe Repair | 4740 Clairemont Mesa Blvd | San Diego, CA 92117 | 92117 | S | 32.8357 | -117.1879 | Roof_Flat | 0.75 |  |  | 0.75 |  | 0 | 3700 | Roof_Flat | High | #VALUE! | #VALUE! |  |  | 279 | 1.32 | 8.77 | Clairmont | 0
| Genesee Plaza Shopping Ctr | 5680 Balboa Ave | San Diego, CA 92111 | 92111 | S | 32.8218 | -117.18 | Shopping | 1.5 |  | Total | 1.25 |  | 7 |  |  |  | 0 | #VALUE! |  |  | 274 | 1.17 | 7.78 | Clairmont
| Home Depot | 5680 Balboa Ave | San Diego, CA 92111 | 92111 | S | 32.8228 | -117.1811 | Roof_Flat | 0.75 |  |  | 0.75 |  | 0 | 115000 | Roof_Flat | Low | #VALUE! | #VALUE! |  |  | 274 | 1.17 | 7.78 | Clairmont | 0
| Target | 5680 Balboa Ave | San Diego, CA 92111 | 92111 | S | 32.8221 | -117.1788 | Roof_Flat | 0.75 |  |  | 0.75 |  | 0 | 147000 | Roof_Flat | Medium | #VALUE! | #VALUE! |  |  | 274 | 1.17 | 7.78 | Clairmont | 0
| Albertsons | 5680 Balboa Ave | San Diego, CA 92111 | 92111 | S | 32.8216 | -117.1772 | Roof_Flat | 0.75 |  |  | 0.75 |  | 0 | 49000 | Roof_Flat | Low | #VALUE! | #VALUE! |  |  | 274 | 1.17 | 7.78 | Clairmont | 0
| Home Depot Pkg | 5680 Balboa Ave | San Diego, CA 92111 | 92111 | S | 32.8218 | -117.1815 | Pkg_Lot | 0.75 |  |  | 0.75 |  | 0 | 188000 | Pkg_Lot | High | #VALUE! | #VALUE! |  |  | 274 | 1.17 | 7.78 | Clairmont | 150
| Target Pkg | 5680 Balboa Ave | San Diego, CA 92111 | 92111 | S | 32.8212 | -117.1794 | Pkg_Lot | 0.75 |  |  | 0.75 |  | 0 | 197000 | Pkg_Lot | High | #VALUE! | #VALUE! |  |  | 274 | 1.17 | 7.78 | Clairmont | 0
| Albertsons Pkg | 5680 Balboa Ave | San Diego, CA 92111 | 92111 | S | 32.8209 | -117.1778 | Pkg_Lot | 0.75 |  |  | 0.75 |  | 0 | 124000 | Pkg_Lot | High | #VALUE! | #VALUE! |  |  | 274 | 1.17 | 7.78 | Clairmont | 100
| Balboa Mesa Shopping Ctr | 5505 Balboa Ave | San Diego, CA 92111 | 92111 | S | 32.8188 | -117.1786 | Shopping | 1.5 |  | Total | 1.25 |  | 7 |  |  |  | 0 | #VALUE!
| Kohls_Vons | 5505 Balboa Ave | San Diego, CA 92111 | 92111 | S | 32.8181 | -117.1796 | Roof_Flat | 0.75 |  |  | 0.75 |  | 0 | 104000 | Roof_Flat | Medium | #VALUE! | #VALUE! |  |  | 277 | 1.27 | 8.47 | Clairmont | 0
| BMS Parking 1 | 5505 Balboa Ave | San Diego, CA 92111 | 92111 | S | 32.8192 | -117.1806 | Pkg_Lot | 0.75 |  |  | 0.75 |  | 0 | 35000 | Pkg_Lot | High | #VALUE! | #VALUE! |  |  | 274 | 1.17 | 7.78 | Clairmont | 0
| BMS Parking 2 | 5505 Balboa Ave | San Diego, CA 92111 | 92111 | S | 32.8196 | -117.1793 | Pkg_Lot | 0.75 |  |  | 0.75 |  | 0 | 28000 | Pkg_Lot | High | #VALUE! | #VALUE! |  |  | 274 | 1.17 | 7.78 | Clairmont | 0
| BMS Parking 3 | 5505 Balboa Ave | San Diego, CA 92111 | 92111 | S | 32.8189 | -117.1798 | Pkg_Lot | 0.75 |  |  | 0.75 |  | 0 | 158000 | Pkg_Lot | High | #VALUE! | #VALUE! |  |  | 274 | 1.17 | 7.78 | Clairmont | 0
| CVS | 5505 Balboa Ave | San Diego, CA 92111 | 92111 | S | 32.8196 | -117.1787 | Roof_Flat | 0.75 |  |  | 0.75 |  | 0 | 16000 | Roof_Flat | High | #VALUE! | #VALUE! |  |  | 274 | 1.17 | 7.78 | Clairmont | 0
| BMS Parking 4 | 5505 Balboa Ave | San Diego, CA 92111 | 92111 | S | 32.8192 | -117.1776 | Pkg_Lot | 0.75 |  |  | 0.75 |  | 0 | 16000 | Pkg_Lot | High | #VALUE! | #VALUE! |  |  | 277 | 1.27 | 8.47 | Clairmont | 0
| San Diego Mesa College | 7250 Mesa College Dr | San Diego, CA 92111 | 92111 | S | 32.8047 | -117.1682 | Edu | 1.5 |  | Total | 1.25 |  | 10 |  |  |  | 0 | #VALUE! |  |  | 144 | 1.26 | 8.42 | Mission
| SDMC Pkg 1A Existing | 7250 Mesa College Dr | San Diego, CA 92111 | 92111 | S | 32.8063 | -117.1705 | Target | 0.75 | Red |  | 0.75 |  | 0 |  | Existing |  | 0 | #VALUE! |  |  | 144 | 1.26 | 8.42 | Mission | 0
| SDMC Pkg 1B | 7250 Mesa College Dr | San Diego, CA 92111 | 92111 | S | 32.806 | -117.1697 | Pkg_Lot | 0.75 |  |  | 0.75 |  | 0 | 178000 | Pkg_Lot | High | #VALUE! | #VALUE! |  |  | 144 | 1.26 | 8.42 | Mission | 400
| SDMC Pkg 2 | 7250 Mesa College Dr | San Diego, CA 92111 | 92111 | S | 32.8034 | -117.1721 | Pkg_Lot | 0.75 |  |  | 0.75 |  | 0 | 40000 | Pkg_Lot | High | #VALUE! | #VALUE! |  |  | 144 | 1.26 | 8.42 | Mission | 500
| SDMC Pkg 3 | 7250 Mesa College Dr | San Diego, CA 92111 | 92111 | S | 32.8031 | -117.1725 | Pkg_Lot | 0.75 |  |  | 0.75 |  | 0 | 24000 | Pkg_Lot | High | #VALUE! | #VALUE! |  |  | 144 | 1.26 | 8.42 | Mission | 500
| SDMC Pkg 4 | 7250 Mesa College Dr | San Diego, CA 92111 | 92111 | S | 32.8054 | -117.1643 | Pkg_Lot | 0.75 |  |  | 0.75 |  | 0 | 85000 | Pkg_Lot | High | #VALUE! | #VALUE! |  |  | 144 | 1.26 | 8.42 | Mission | 100
| SDMC Pkg 5 | 7250 Mesa College Dr | San Diego, CA 92111 | 92111 | S | 32.8046 | -117.1629 | Pkg_Lot | 0.75 |  |  | 0.75 |  | 0 | 49000 | Pkg_Lot | High | #VALUE! | #VALUE! |  |  | 144 | 1.26 | 8.42 | Mission | 50
| SDMC Pkg 6 | 7250 Mesa College Dr | San Diego, CA 92111 | 92111 | S | 32.8039 | -117.1629 | Pkg_Lot | 0.75 |  |  | 0.75 |  | 0 | 37000 | Pkg_Lot | High | #VALUE! | #VALUE! |  |  | 144 | 1.26 | 8.42 | Mission | 100
| SDMC Pkg 7 | 7250 Mesa College Dr | San Diego, CA 92111 | 92111 | S | 32.8061 | -117.1632 | Target | 0.75 | Red |  | 0.75 |  | 0 |  | Existing |  | 0 | #VALUE! |  |  | 144 | 1.26 | 8.42 | Mission | 0
| SDMC Pkg 8 | 7250 Mesa College Dr | San Diego, CA 92111 | 92111 | S | 32.8035 | -117.1652 | Target | 0.75 | Red |  | 0.75 |  | 0 |  | Existing |  | 0 | #VALUE! |  |  | 144 | 1.26 | 8.42 | Mission | 0
| Zion Market Shopping Ctr | 7655 Clairemont Mesa Blvd | San Diego, CA 92111 | 92111 | S | 32.8318 | -117.1559 | Shopping | 1.5 |  | Total | 1.25 |  | 5 |  |  |  | 0 | #VALUE! | SDG&E suspended ICA |  | 774 | 1.77 | 11.79 | Mesa Heights
| Zion Market pkg lot | 7655 Clairemont Mesa Blvd | San Diego, CA 92111 | 92111 | S | 32.8321 | -117.1548 | Pkg_Lot | 0.75 |  |  | 0.75 |  | 0 | 194000 | Pkg_Lot | High | #VALUE! | #VALUE! |  |  | 774 | 1.77 | 11.79 | Mesa Heights | 100
| Zion Market bldg | 7655 Clairemont Mesa Blvd | San Diego, CA 92111 | 92111 | S | 32.8313 | -117.1554 | Roof_Flat | 0.75 |  |  | 0.75 |  | 0 | 93000 | Roof_Flat | Medium | #VALUE! | #VALUE! |  |  | 774 | 1.77 | 11.79 | Mesa Heights | 400
| Kearny Mesa Bowl bldg | 7655 Clairemont Mesa Blvd | San Diego, CA 92111 | 92111 | S | 32.8314 | -117.1565 | Roof_Flat | 0.75 |  |  | 0.75 |  | 0 | 35000 | Roof_Flat | Medium | #VALUE! | #VALUE! |  |  | 774 | 1.77 | 11.79 | Mesa Heights | 400
| Kearny Mesa Bowl pkg | 7655 Clairemont Mesa Blvd | San Diego, CA 92111 | 92111 | S | 32.8321 | -117.1564 | Pkg_Lot | 0.75 |  |  | 0.75 |  | 0 | 61000 | Pkg_Lot | High | #VALUE! | #VALUE! |  |  | 774 | 1.77 | 11.79 | Mesa Heights | 100
| San Diego Unified School District Physical Plant Operations Center | 4860 Ruffner St | San Diego, CA 92111 | 92111 | S | 32.8298 | -117.1612 | Edu | 1.5 |  | Total | 1.25 |  | 4 |  |  |  | 0 | #VALUE! |  |  | 774 | 1.77 | 11.79 | Mesa Heights
| SD USD Pkg Lot E | 4860 Ruffner St | San Diego, CA 92111 | 92111 | S | 32.8296 | -117.1594 | Pkg_Lot | 0.75 |  |  | 0.75 |  | 0 | 81000 | Pkg_Lot | High | #VALUE! | #VALUE! |  |  | 774 | 1.77 | 11.79 | Mesa Heights | 200
| SD USD Pkg Lot S | 4860 Ruffner St | San Diego, CA 92111 | 92111 | S | 32.8293 | -117.1608 | Pkg_Lot | 0.75 |  |  | 0.75 |  | 0 | 45000 | Pkg_Lot | High | #VALUE! | #VALUE! |  |  | 774 | 1.77 | 11.79 | Mesa Heights | 200
| SD USD Pkg Lot N | 4860 Ruffner St | San Diego, CA 92111 | 92111 | S | 32.8303 | -117.1608 | Pkg_Lot | 0.75 |  |  | 0.75 |  | 0 | 70000 | Pkg_Lot | High | #VALUE! | #VALUE! |  |  | 774 | 1.77 | 11.79 | Mesa Heights | 500
| SD USD Dept of Transportation Pkg Lot | 4710 Cardin St | San Diego, CA 92111 | 92111 | S | 32.8279 | -117.165 | Pkg_Lot | 1 |  |  | 1 |  | 1 | [5 empty] | Canopy over buses |  | 772 | 1.76 | 11.73 | Mesa Heights | 100
| UPS Customer Ctr | 7925 Ronson Rd | San Diego, CA 92111 | 92111 | S | 32.8283 | -117.1504 | Roof_Flat | 1 |  |  | 1 |  | 1 | 200000 | Roof_Flat | High | #VALUE! | #VALUE! |  |  | 711 | 1.5 | 9.97 | Kearney | 0
| Mercedes-Benz of San Diego | 4750 Kearny Mesa Rd | San Diego, CA 92111 | 92111 | S | 32.8238 | -117.1478 | Biz | 1.5 |  | Total | 1.25 |  | 4 |  |  |  | 0 | #VALUE! |  |  | 712 | 1.48 | 9.84 | Kearney
| Mercedes-Benz Pkg Lot S | 4750 Kearny Mesa Rd | San Diego, CA 92111 | 92111 | S | 32.8232 | -117.1484 | Pkg_Lot | 0.75 |  |  | 0.75 |  | 0 | 83000 | Pkg_Lot | High | #VALUE! | #VALUE! |  |  | 712 | 1.48 | 9.84 | Kearney | 300
| Mercedes-Benz Pkg Lot E | 4750 Kearny Mesa Rd | San Diego, CA 92111 | 92111 | S | 32.8241 | -117.1466 | Pkg_Lot | 0.75 |  |  | 0.75 |  | 0 | 46000 | Pkg_Lot | High | #VALUE! | #VALUE! |  |  | 712 | 1.48 | 9.84 | Kearney | 200
| Mercedes-Benz Bldg | 4750 Kearny Mesa Rd | San Diego, CA 92111 | 92111 | S | 32.824 | -117.1478 | Roof_Flat | 0.75 |  |  | 0.75 |  | 0 | 80000 | Roof_Flat | Low | #VALUE! | #VALUE! |  |  | 712 | 1.48 | 9.84 | Kearney | 0
| Costco Business Ctr | 7803 Othello Ave | San Diego, CA 92111 | 92111 | S | 32.8161 | -117.1526 | Shopping | 1.5 |  | Total | 1.25 |  | 4 |  |  |  | 0 | #VALUE! |  |  | 775 | 1.77 | 11.82 | Mesa Heights
| Costco Business Ctr | 7803 Othello Ave | San Diego, CA 92111 | 92111 | S | 32.8165 | -117.1536 | Roof_Flat | 0.75 |  |  | 0.75 |  | 0 | 94000 | Roof_Flat | Medium | #VALUE! | #VALUE! |  |  | 775 | 1.77 | 11.82 | Mesa Heights | 50
| Costco Business Ctr Pkg | 7803 Othello Ave | San Diego, CA 92111 | 92111 | S | 32.8157 | -117.1526 | Pkg_Lot | 0.75 |  |  | 0.75 |  | 0 | 223000 | Pkg_Lot | High | #VALUE! | #VALUE! |  |  | 775 | 1.77 | 11.82 | Mesa Heights | 200
| Target | 7803 Othello Ave | San Diego, CA 92111 | 92111 | S | 32.8167 | -117.1517 | Roof_Flat | 0.75 |  |  | 0.75 |  | 0 | 60000 | Roof_Flat | High | #VALUE! | #VALUE! |  |  | 775 | 1.77 | 11.82 | Mesa Heights | 0
| Raytheon Integrated Defense | 8650 Balboa Ave | San Diego, CA 92123 | 92123 | S | 32.8211 | -117.1418 | Biz | 1.5 |  | Total | 1.25 |  | 4 |  |  |  | 0 | #VALUE! |  |  | 1286 | 1.76 | 11.55 | Mesa Heights
| Raytheon Bldg | 8650 Balboa Ave | San Diego, CA 92123 | 92123 | S | 32.8217 | -117.1415 | Roof_Flat | 0.75 |  |  | 0.75 |  | 0 | 125000 | Roof_Flat | High | #VALUE! | #VALUE! |  |  | 1286 | 1.76 | 11.55 | Mesa Heights | 100
| Raytheon Pkg 1 | 8650 Balboa Ave | San Diego, CA 92123 | 92123 | S | 32.8225 | -117.142 | Pkg_Lot | 0.75 |  |  | 0.75 |  | 0 | 150000 | Pkg_Lot | High | #VALUE! | #VALUE! |  |  | 1286 | 1.76 | 11.55 | Mesa Heights | 50
| Raytheon Pkg 2 | 8650 Balboa Ave | San Diego, CA 92123 | 92123 | S | 32.821 | -117.1404 | Pkg_Lot | 0.75 |  |  | 0.75 |  | 0 | 90000 | Pkg_Lot | High | #VALUE! | #VALUE! |  |  | 1286 | 1.76 | 11.55 | Mesa Heights | 100
| Kyocera Pkg Lot | 8611 Balboa Ave | San Diego, CA 92123 | 92123 | S | 32.819 | -117.1401 | Pkg_Lot | 1 |  |  | 1 |  | 1 | 223000 | Pkg_Lot | High | #VALUE! | #VALUE! |  |  | 348 | 0.78 | 5.23 | Kearney | 0
| San Diego Registrar of Voters | 5600 Overland Ave | San Diego, CA 92123 | 92123 | S | 32.8369 | -117.1302 | Government | 1.5 |  | Total | 1.25 |  | 4 |  |  |  | 0 | #VALUE! |  |  | 251 | 0.98 | 6.56 | Kearney
| SD Reg Voters Bldg | 5600 Overland Ave | San Diego, CA 92123 | 92123 | S | 32.8365 | -117.1302 | Roof_Flat | 0.75 |  |  | 0.75 |  | 0 | 92000 | Roof_Flat | Low | #VALUE! | #VALUE! |  |  | 251 | 0.98 | 6.56 | Kearney | 0
| SD Reg Voters Pkg Garage | 5600 Overland Ave | San Diego, CA 92123 | 92123 | S | 32.8365 | -117.1302 | Pkg_Garage | 0.75 |  |  | 0.75 |  | 0 | 61000 | Pkg_Garage | High | #VALUE! | #VALUE! |  |  | 251 | 0.98 | 6.56 | Kearney | 0
| SD Reg Voters Pkg Lot | 5600 Overland Ave | San Diego, CA 92123 | 92123 | S | 32.8361 | -117.1292 | Pkg_Lot | 0.75 |  |  | 0.75 |  | 0 | 64000 | Pkg_Lot | High | #VALUE! | #VALUE! |  |  | 251 | 0.98 | 6.56 | Kearney | 0
| Solar Turbines Inc. | 4200 Ruffin Rd | San Diego, CA 92123 | 92123 | S | 32.818 | -117.1289 | Pkg_Lot | 1.5 |  | Total | 1.25 |  | 4 |  |  |  | 0 | #VALUE! |  |  | 251 | 0.98 | 6.56 | Kearney
| Solar Turbines Bldg | 4200 Ruffin Rd | San Diego, CA 92123 | 92123 | S | 32.8174 | -117.1285 | Roof_Flat | 0.75 |  |  | 0.75 |  | 0 | 175000 | Roof_Flat | High | #VALUE! | #VALUE! |  |  | 251 | 0.98 | 6.56 | Kearney | 220
| Solar Turbines Pkg 1 | 4200 Ruffin Rd | San Diego, CA 92123 | 92123 | S | 32.8186 | -117.1296 | Pkg_Lot | 0.75 |  |  | 0.75 |  | 0 | 85000 | Pkg_Lot | High | #VALUE! | #VALUE! |  |  | 251 | 0.98 | 6.56 | Kearney | 0
| Solar Turbines Pkg 2 | 4200 Ruffin Rd | San Diego, CA 92123 | 92123 | S | 32.8185 | -117.1266 | Pkg_Lot | 0.75 |  |  | 0.75 |  | 0 | 140000 | Pkg_Lot | High | #VALUE! | #VALUE! |  |  | 251 | 0.98 | 6.56 | Kearney | 100
| AIS Data Centers | 9305 Lightwave Ave | San Diego, CA 92123 | 92123 | S | 32.8283 | -117.1304 | Biz | 1.5 |  | Total | 1.25 |  | 3 |  |  |  | 0 | #VALUE! |  |  | 254 | 1.45 | 9.66 | Kearney
| AIS Data Centers Pkg Lot | 9305 Lightwave Ave | San Diego, CA 92123 | 92123 | S | 32.8287 | -117.1303 | Pkg_Lot | 0.75 |  |  | 0.75 |  | 0 | 176000 | Pkg_Lot | High | #VALUE! | #VALUE! |  |  | 254 | 1.45 | 9.66 | Kearney | 0
| AIS Data Centers Roof | 9305 Lightwave Ave | San Diego, CA 92123 | 92123 | S | 32.8278 | -117.1304 | Roof_Flat | 0.75 |  |  | 0.75 |  | 0 | 38000 | Roof_Flat | Medium | #VALUE! | #VALUE! |  |  | 254 | 1.45 | 9.66 | Kearney | 0
| Sharp Human Resources | 8695 Spectrum Center Blvd | San Diego, CA 92123 | 92123 | S | 32.8252 | -117.1405 | Biz | 1.5 |  | Total | 1.25 |  | 5 |  |  |  | 0 | #VALUE! |  |  | 1286 | 1.76 | 11.75 | Mesa Heights
| Sharp HR Roof N | 8695 Spectrum Center Blvd | San Diego, CA 92123 | 92123 | S | 32.8256 | -117.1404 | Roof_Flat | 0.75 |  |  | 0.75 |  | 0 | 17000 | Roof_Flat | High | #VALUE! | #VALUE! |  |  | 1286 | 1.76 | 11.75 | Mesa Heights | 200
| Sharp HR Roof S | 8695 Spectrum Center Blvd | San Diego, CA 92123 | 92123 | S | 32.8249 | -117.1404 | Roof_Flat | 0.75 |  |  | 0.75 |  | 0 | 16000 | Roof_Flat | High | #VALUE! | #VALUE! |  |  | 1286 | 1.76 | 11.75 | Mesa Heights | 500
| Sharp HR Pkg Lot W | 8695 Spectrum Center Blvd | San Diego, CA 92123 | 92123 | S | 32.8248 | -117.1415 | Pkg_Lot | 0.75 |  |  | 0.75 |  | 0 | 177000 | Pkg_Lot | High | #VALUE! | #VALUE! |  |  | 1286 | 1.76 | 11.75 | Mesa Heights | 0
| Sharp HR Pkg Lot E | 8695 Spectrum Center Blvd | San Diego, CA 92123 | 92123 | S | 32.8248 | -117.1399 | Pkg_Lot | 0.75 |  |  | 0.75 |  | 0 | 107000 | Pkg_Lot | High | #VALUE! | #VALUE! |  |  | 1286 | 1.76 | 11.75 | Mesa Heights | 500
| Sharp Rees-Stealy Occupational Medicine Administrative Offices | 4000 Ruffin Rd | San Diego, CA 92123 | 92123 | S | 32.8142 | -117.1246 | Roof_Flat | 1 |  |  | 1 |  | 1 | 385000 | Roof_Flat | High | #VALUE! | #VALUE! |  |  | 706 | 1.36 | 9.06 | Mission | 200
| American Red Cross San Diego/Imperial Counties | 3950 Calle Fortunada | San Diego, CA 92123 | 92123 | S | 32.8135 | -117.1234 | Target | 1 | Red |  | 1 |  | 1 |  | Existing |  | 0 | 0
| University of Phoenix - San Diego Campus | 9645 Granite Ridge Dr | San Diego, CA 92123 | 92123 | S | 32.8058 | -117.1199 | Edu | 1.5 |  | Total | 1.25 |  | 5 |  |  |  | 0 | #VALUE! |  |  | 706 | 1.36 | 9.06 | Mission
| UoPhoenix Bldg W | 9645 Granite Ridge Dr | San Diego, CA 92123 | 92123 | S | 32.8056 | -117.1204 | Roof_Flat | 0.75 |  |  | 0.75 |  | 0 | 16900 | Roof_Flat | High | #VALUE! | #VALUE! |  |  | 706 | 1.36 | 9.06 | Mission | 0
| UoPhoenix Bldg S | 9645 Granite Ridge Dr | San Diego, CA 92123 | 92123 | S | 32.8053 | -117.1199 | Roof_Flat | 0.75 |  |  | 0.75 |  | 0 | 17160 | Roof_Flat | High | #VALUE! | #VALUE! |  |  | 706 | 1.36 | 9.06 | Mission | 0
| UoPhoenix Pkg Lot | 9645 Granite Ridge Dr | San Diego, CA 92123 | 92123 | S | 32.8053 | -117.119 | Pkg_Lot | 0.75 |  |  | 0.75 |  | 0 | 175000 | Pkg_Lot | High | #VALUE! | #VALUE! |  |  | 706 | 1.36 | 9.06 | Mission | 200
| UoPhoenix Pkg Garage | 9645 Granite Ridge Dr | San Diego, CA 92123 | 92123 | S | 32.8042 | -117.1208 | Pkg_Garage | 0.75 |  |  | 0.75 |  | 0 | 56000 | Pkg_Garage | High | #VALUE! | #VALUE! |  |  | 706 | 1.36 | 9.06 | Mission | 0
| Shopping Ctr on Murphy Cyn Rd | 3382 Murphy Canyon Rd | San Diego, CA 92123 | 92123 | S | 32.8058 | -117.1168 | Shopping | 1.5 |  | Total | 1.25 |  | 6 |  |  |  | 0 | #VALUE! |  |  | 706 | 1.36 | 9.06 | Mission
| Von's | 3382 Murphy Canyon Rd | San Diego, CA 92123 | 92123 | S | 32.8072 | -117.1166 | Roof_Flat | 0.75 |  |  | 0.75 |  | 0 | 50000 | Roof_Flat | High | #VALUE! | #VALUE! |  |  | 706 | 1.36 | 9.06 | Mission | 0
| Petsmart | 3382 Murphy Canyon Rd | San Diego, CA 92123 | 92123 | S | 32.8064 | -117.1164 | Roof_Flat | 0.75 |  |  | 0.75 |  | 0 | 36000 | Roof_Flat | Medium | #VALUE! | #VALUE! |  |  | 706 | 1.36 | 9.06 | Mission | 0
| Walmart | 3382 Murphy Canyon Rd | San Diego, CA 92123 | 92123 | S | 32.8052 | -117.1164 | Target | 0.75 | Red |  | 0.75 |  | 0 |  | Existing |  | 0 | #VALUE!
| Murphy Cyn Pkg 1 | 3382 Murphy Canyon Rd | San Diego, CA 92123 | 92123 | S | 32.8074 | -117.1156 | Pkg_Lot | 0.75 |  |  | 0.75 |  | 0 | 114000 | Pkg_Lot | High | #VALUE! | #VALUE! |  |  | 706 | 1.36 | 9.06 | Mission | 100
| Murphy Cyn Pkg 2 | 3382 Murphy Canyon Rd | San Diego, CA 92123 | 92123 | S | 32.8058 | -117.1152 | Pkg_Lot | 0.75 |  |  | 0.75 |  | 0 | 318000 | Pkg_Lot | High | #VALUE! | #VALUE! |  |  | 706 | 1.36 | 9.06 | Mission | 100
| Frys Electronics | 9825 Stonecrest Blvd | San Diego, CA 92123 | 92123 | S | 32.8019 | -117.1146 | Shopping | 1.5 |  | Total | 1.25 |  | 3 |  |  |  | 0 | #VALUE! |  |  | 706 | 1.36 | 9.06 | Mission
| Frys Bldg | 9825 Stonecrest Blvd | San Diego, CA 92123 | 92123 | S | 32.8012 | -117.1146 | Roof_Flat | 0.75 |  |  | 0.75 |  | 0 | 139000 | Roof_Flat | High | #VALUE! | #VALUE! |  |  | 706 | 1.36 | 9.06 | Mission | 50
| Frys Pkg | 9825 Stonecrest Blvd | San Diego, CA 92123 | 92123 | S | 32.8027 | -117.1148 | Pkg_Lot | 0.75 |  |  | 0.75 |  | 0 | 250000 | Pkg_Lot | High | #VALUE! | #VALUE! |  |  | 706 | 1.36 | 9.06 | Mission | 0
| San Diego Juvenile Probation | 2901 Meadow Lark Dr | San Diego, CA 92123 | 92123 | S | 32.796 | -117.1536 | Government | 1.5 |  | Total | 1.25 |  | 3 |  |  |  | 0 | #VALUE! |  |  | 60 | 1.19 | 7.92 | Old Town
| SDJuve Prob Roof | 2901 Meadow Lark Dr | San Diego, CA 92123 | 92123 | S | 32.7962 | -117.1541 | Roof_Flat | 0.75 |  |  | 0.75 |  | 0 | 32000 | Roof_Flat | High | #VALUE! | #VALUE! |  |  | 60 | 1.19 | 7.92 | Old Town | 50
| SDJuve Prob Pkg Lot | 2901 Meadow Lark Dr | San Diego, CA 92123 | 92123 | S | 32.7961 | -117.1531 | Pkg_Lot | 0.75 |  |  | 0.75 |  | 0 | 150000 | Pkg_Lot | High | #VALUE! | #VALUE! |  |  | 60 | 1.19 | 7.92 | Old Town | 200
| Offices at Camino Del Rio &amp; Mission City | 3131 Camino Del Rio N | San Diego, CA 92108 | 92108 | S | 32.7747 | -117.127 | Biz | 1.5 |  | Total | 1.25 |  | 5 |  |  |  | 0 | #VALUE!
| Camino Del Rio &amp; Mission City Pkg 1 | 3131 Camino Del Rio N | San Diego, CA 92108 | 92108 | S | 32.7755 | -117.1255 | Pkg_Garage | 0.75 |  |  | 0.75 |  | 0 | 61000 | Pkg_Garage | High | #VALUE! | #VALUE! | irvinecompanyoffice.com |  | 707 | 1.5 | 10 | Mission | 0
| Camino Del Rio &amp; Mission City Pkg 2 | 3131 Camino Del Rio N | San Diego, CA 92108 | 92108 | S | 32.774 | -117.1279 | Pkg_Garage | 0.75 |  |  | 0.75 |  | 0 | 30000 | Pkg_Garage | High | #VALUE! | #VALUE! |  |  | 707 | 1.5 | 10 | Mission | 0
| Camino Del Rio &amp; Mission City Pkg 3 | 3131 Camino Del Rio N | San Diego, CA 92108 | 92108 | S | 32.7744 | -117.1281 | Pkg_Lot | 0.75 |  |  | 0.75 |  | 0 | 39000 | Pkg_Lot | High | #VALUE! | #VALUE! |  |  | 707 | 1.5 | 10 | Mission | 0
| Camino Del Rio &amp; Mission City Pkg 4 | 3131 Camino Del Rio N | San Diego, CA 92108 | 92108 | S | 32.7737 | -117.1289 | Pkg_Lot | 0.75 |  |  | 0.75 |  | 0 | 40000 | Pkg_Lot | High | #VALUE! | #VALUE! |  |  | 707 | 1.5 | 10 | Mission | 100
| Scottish Rite Masonic | 1895 Camino del Rio S | San Diego, CA 92108 | 92108 | S | 32.767 | -117.1446 | Pkg_Lot | 1 |  |  | 1 |  | 1 | 133000 | Pkg_Lot | High | #VALUE! | #VALUE! |  |  | 145 | 1.43 | 9.54 | Mission | 100
| Westfield Mission Valley | 1555 Camino De La Reina | San Diego, CA 92108 | 92108 | S | 32.7685 | -117.1486 | Shopping | 1.5 |  | Total | 1.25 |  | 13 |  |  |  | 0 | #VALUE! |  |  | Multiple |  |  | Friars
| WMV E of Mission Ctr Rd Pkg 1 | 1555 Camino De La Reina | San Diego, CA 92108 | 92108 | S | 32.7698 | -117.1443 | Pkg_Lot | 0.75 |  |  | 0.75 |  | 0 | 49000 | Pkg_Lot | High | #VALUE! | #VALUE! |  |  | 39 | 1.5 | 9.98 | Friars | 0
| WMV E of Mission Ctr Rd Pkg 2 | 1555 Camino De La Reina | San Diego, CA 92108 | 92108 | S | 32.7696 | -117.1452 | Pkg_Lot | 0.75 |  |  | 0.75 |  | 0 | 225000 | Pkg_Lot | High | #VALUE! | #VALUE! |  |  | 39 | 1.5 | 9.98 | Friars | 0
| WMV E of Mission Ctr Rd Pkg 3 | 1555 Camino De La Reina | San Diego, CA 92108 | 92108 | S | 32.7682 | -117.1461 | Pkg_Lot | 0.75 |  |  | 0.75 |  | 0 | 53000 | Pkg_Lot | High | #VALUE! | #VALUE! |  |  | 39 | 1.5 | 9.98 | Friars | 100
| WMV E of Mission Ctr Rd Pkg 4 | 1555 Camino De La Reina | San Diego, CA 92108 | 92108 | S | 32.7703 | -117.1471 | Pkg_Lot | 0.75 |  |  | 0.75 |  | 0 | 202000 | Pkg_Lot | High | #VALUE! | #VALUE! |  |  | 39 | 1.5 | 9.98 | Friars | 0
| WMV E of Mission Ctr Rd Pkg 5 | 1555 Camino De La Reina | San Diego, CA 92108 | 92108 | S | 32.7693 | -117.1505 | Pkg_Lot | 0.75 |  |  | 0.75 |  | 0 | 75000 | Pkg_Lot | High | #VALUE! | #VALUE! |  |  | 1060 | 1.46 | 9.74 | Friars | 0
| WMV E of Mission Ctr Rd Pkg 6 | 1555 Camino De La Reina | San Diego, CA 92108 | 92108 | S | 32.7685 | -117.1515 | Pkg_Lot | 0.75 |  |  | 0.75 |  | 0 | 87000 | Pkg_Lot | High | #VALUE! | #VALUE! |  |  | 1060 | 1.46 | 9.74 | Friars | 0
| WMV E of Mission Ctr Rd Pkg 7 | 1555 Camino De La Reina | San Diego, CA 92108 | 92108 | S | 32.7675 | -117.1515 | Pkg_Lot | 0.75 |  |  | 0.75 |  | 0 | 127000 | Pkg_Lot | High | #VALUE! | #VALUE! |  |  | 39 | 1.5 | 9.98 | Friars | 0
| WMV E of Mission Ctr Rd Pkg 8 | 1555 Camino De La Reina | San Diego, CA 92108 | 92108 | S | 32.7672 | -117.1501 | Pkg_Lot | 0.75 |  |  | 0.75 |  | 0 | 58000 | Pkg_Lot | High | #VALUE! | #VALUE! |  |  | 39 | 1.5 | 9.98 | Friars | 0
| WMV E of Mission Ctr Rd Pkg 9 | 1555 Camino De La Reina | San Diego, CA 92108 | 92108 | S | 32.7674 | -117.1527 | Pkg_Lot | 0.75 |  |  | 0.75 |  | 0 | 86000 | Pkg_Lot | High | #VALUE! | #VALUE! |  |  | 39 | 1.5 | 9.98 | Friars | 0
| WMV W of Mission Ctr Rd Pkg 10 | 1555 Camino De La Reina | San Diego, CA 92108 | 92108 | S | 32.7673 | -117.155 | Pkg_Lot | 0.75 |  |  | 0.75 |  | 0 | 42000 | Pkg_Lot | High | #VALUE! | #VALUE! |  |  | 35 | 1.39 | 9.25 | Friars | 100
| WMV W of Mission Ctr Rd Pkg 11 | 1555 Camino De La Reina | San Diego, CA 92108 | 92108 | S | 32.767 | -117.1562 | Pkg_Lot | 0.75 |  |  | 0.75 |  | 0 | 52000 | Pkg_Lot | High | #VALUE! | #VALUE! |  |  | 35 | 1.39 | 9.25 | Friars | 100
| WMV W of Mission Ctr Rd Pkg 12 | 1555 Camino De La Reina | San Diego, CA 92108 | 92108 | S | 32.7666 | -117.1554 | Pkg_Lot | 0.75 |  |  | 0.75 |  | 0 | 138000 | Pkg_Lot | High | #VALUE! | #VALUE! |  |  | 35 | 1.39 | 9.25 | Friars | 200
| Courtesy Chevrolet | 750 Camino Del Rio N | San Diego, CA 92108 | 92108 | S | 32.7659 | -117.1573 | Shopping | 1.5 |  | Total | 1.25 |  | 5 |  |  |  | 0 | #VALUE! |  |  | 35 | 1.39 | 9.25 | Friars
| Courtesy Chevrolet Bldg 1 | 750 Camino Del Rio N | San Diego, CA 92108 | 92108 | S | 32.7655 | -117.1572 | Roof_Flat | 0.75 |  |  | 0.75 |  | 0 | 18000 | Roof_Flat | High | #VALUE! | #VALUE! |  |  | 35 | 1.39 | 9.25 | Friars | 50
| Courtesy Chevrolet Bldg 2 | 750 Camino Del Rio N | San Diego, CA 92108 | 92108 | S | 32.7662 | -117.1574 | Roof_Flat | 0.75 |  |  | 0.75 |  | 0 | 8000 | Roof_Flat | High | #VALUE! | #VALUE! |  |  | 35 | 1.39 | 9.25 | Friars | 50
| Courtesy Chevrolet Bldg 3 | 750 Camino Del Rio N | San Diego, CA 92108 | 92108 | S | 32.7669 | -117.1577 | Roof_Flat | 0.75 |  |  | 0.75 |  | 0 | 6000 | Roof_Flat | High | #VALUE! | #VALUE! |  |  | 35 | 1.39 | 9.25 | Friars | 50
| Courtesy Chevrolet Pkg Lot | 750 Camino Del Rio N | San Diego, CA 92108 | 92108 | S | 32.7667 | -117.1576 | Pkg_Lot | 0.75 |  |  | 0.75 |  | 0 | 77000 | Pkg_Lot | High | #VALUE! | #VALUE! |  |  | 35 | 1.39 | 9.25 | Friars | 150
| Park Valley Center | 1620 Camino De La Reina | San Diego, CA 92108 | 92108 | S | 32.7707 | -117.1503 | Shopping | 1.5 |  | Total | 1.25 |  | 7 |  |  |  | 0 | #VALUE! |  |  | Multiple |  |  | Friars
| PVC Pkg 1 | 1620 Camino De La Reina | San Diego, CA 92108 | 92108 | S | 32.7713 | -117.1454 | Pkg_Lot | 0.75 |  |  | 0.75 |  | 0 | 75000 | Pkg_Lot | High | #VALUE! | #VALUE! |  |  | 39 | 1.5 | 9.98 | Friars | 0
| PVC Pkg 2 | 1620 Camino De La Reina | San Diego, CA 92108 | 92108 | S | 32.7709 | -117.1482 | Pkg_Lot | 0.75 |  |  | 0.75 |  | 0 | 27000 | Pkg_Lot | High | #VALUE! | #VALUE! |  |  | 39 | 1.5 | 9.98 | Friars | 0
| PVC Pkg 3 | 1620 Camino De La Reina | San Diego, CA 92108 | 92108 | S | 32.7705 | -117.1492 | Pkg_Lot | 0.75 |  |  | 0.75 |  | 0 | 65000 | Pkg_Lot | High | #VALUE! | #VALUE! |  |  | 1060 | 1.46 | 9.74 | Friars | 0
| PVC Pkg 4 | 1620 Camino De La Reina | San Diego, CA 92108 | 92108 | S | 32.77 | -117.1511 | Pkg_Lot | 0.75 |  |  | 0.75 |  | 0 | 81000 | Pkg_Lot | High | #VALUE! | #VALUE! |  |  | 1060 | 1.46 | 9.74 | Friars | 0
| PVC Pkg 5 | 1620 Camino De La Reina | San Diego, CA 92108 | 92108 | S | 32.7693 | -117.1535 | Pkg_Lot | 0.75 |  |  | 0.75 |  | 0 | 58000 | Pkg_Lot | High | #VALUE! | #VALUE! |  |  | 35 | 1.39 | 9.25 | Friars | 0
| PVC Pkg 6 | 1620 Camino De La Reina | San Diego, CA 92108 | 92108 | S | 32.7688 | -117.153 | Pkg_Lot | 0.75 |  |  | 0.75 |  | 0 | 18000 | Pkg_Lot | High | #VALUE! | #VALUE! |  |  | 1060 | 1.46 | 9.74 | Friars | 0
| Fenton Marketplace | 2345 Fenton Pkwy | San Diego, CA 92108 | 92108 | S | 32.7815 | -117.1279 | Shopping | 1.5 |  | Total | 1.25 |  | 7 |  |  |  | 0 | #VALUE! |  |  | Multiple |  |  | Mission
| Costco | 2345 Fenton Pkwy | San Diego, CA 92108 | 92108 | S | 32.7825 | -117.1285 | Target | 0.75 | Red |  | 0.75 |  | 0 |  | Existing |  | 0 | #VALUE!
| Fenton Mktplc Pkg 1 | 2345 Fenton Pkwy | San Diego, CA 92108 | 92108 | S | 32.7813 | -117.1296 | Pkg_Lot | 0.75 |  |  | 0.75 |  | 0 | 258000 | Pkg_Lot | High | #VALUE! | #VALUE! |  |  | 147 | 1.37 | 9.13 | Mission | 100
| Fenton Mktplc Pkg 2 | 2345 Fenton Pkwy | San Diego, CA 92108 | 92108 | S | 32.7806 | -117.1281 | Pkg_Lot | 0.75 |  |  | 0.75 |  | 0 | 302000 | Pkg_Lot | High | #VALUE! | #VALUE! |  |  | 147 | 1.37 | 9.13 | Mission | 300
| Fenton Mktplc Pkg 3 | 2345 Fenton Pkwy | San Diego, CA 92108 | 92108 | S | 32.7796 | -117.1275 | Pkg_Lot | 0.75 |  |  | 0.75 |  | 0 | 35000 | Pkg_Lot | High | #VALUE! | #VALUE! |  |  | 146 | 1.45 | 9.66 | Mission | 0
| Fenton Mktplc Pkg 4 | 2345 Fenton Pkwy | San Diego, CA 92108 | 92108 | S | 32.7817 | -117.1269 | Pkg_Lot | 0.75 |  |  | 0.75 |  | 0 | 165000 | Pkg_Lot | High | #VALUE! | #VALUE! |  |  | 147 | 1.37 | 9.13 | Mission | 100
| Lowes | 2345 Fenton Pkwy | San Diego, CA 92108 | 92108 | S | 32.7816 | -117.1255 | Roof_Flat | 0.75 |  |  | 0.75 |  | 0 | 126000 | Roof_Flat | High | #VALUE! | #VALUE! |  |  | 146 | 1.45 | 9.66 | Mission | 0
| Mission City Corporation Center | 2365 Northside Dr | San Diego, CA 92108 | 92108 | S | 32.7835 | -117.1257 | Biz | 1.5 |  | Total | 1.25 |  | 5 |  |  |  | 0 | #VALUE! |  |  | 147 | 1.37 | 9.13 | Mission
| Mission City Corp Ctr Pkg 1 | 2365 Northside Dr | San Diego, CA 92108 | 92108 | S | 32.7839 | -117.1262 | Pkg_Garage | 0.75 |  |  | 0.75 |  | 0 | 71000 | Pkg_Garage | High | #VALUE! | #VALUE! |  |  | 147 | 1.37 | 9.13 | Mission | 200
| Mission City Corp Ctr Pkg 2 | 2365 Northside Dr | San Diego, CA 92108 | 92108 | S | 32.783 | -117.1254 | Pkg_Garage | 0.75 |  |  | 0.75 |  | 0 | 63000 | Pkg_Garage | High | #VALUE! | #VALUE! |  |  | 147 | 1.37 | 9.13 | Mission | 300
| Water Quality Control Board | 2365 Northside Dr | San Diego, CA 92108 | 92108 | S | 32.784 | -117.1272 | Roof_Flat | 0.75 |  |  | 0.75 |  | 0 | 12800 | Roof_Flat | High | #VALUE! | #VALUE! |  |  | 147 | 1.37 | 9.13 | Mission | 0
| Eastridge Workforce Solutions | 2365 Northside Dr | San Diego, CA 92108 | 92108 | S | 32.7828 | -117.1261 | Roof_Flat | 0.75 |  |  | 0.75 |  | 0 | 13700 | Roof_Flat | High | #VALUE! | #VALUE! |  |  | 147 | 1.37 | 9.13 | Mission | 50
| SDCCU Stadium | 9449 Friars Rd | San Diego, CA 92108 | 92108 | S | 32.783 | -117.1196 | Venue | 1.5 | Yellow | Total | 1.25 |  | 13 |  |  |  | 0 | #VALUE!
| SDCCU Pkg 1 | 9449 Friars Rd | San Diego, CA 92108 | 92108 | S | 32.7848 | -117.1187 | Pkg_Lot | 0.75 |  |  | 0.75 |  | 0 | 146000 | Pkg_Lot | High | #VALUE! | #VALUE! |  |  | 149 | 1.5 | 10 | Mission | 0
| SDCCU Pkg 2 | 9449 Friars Rd | San Diego, CA 92108 | 92108 | S | 32.784 | -117.1175 | Pkg_Lot | 0.75 |  |  | 0.75 |  | 0 | 97000 | Pkg_Lot | High | #VALUE! | #VALUE! |  |  | 149 | 1.5 | 10 | Mission | 0
| SDCCU Pkg 3 | 9449 Friars Rd | San Diego, CA 92108 | 92108 | S | 32.7824 | -117.1177 | Pkg_Lot | 0.75 |  |  | 0.75 |  | 0 | 98000 | Pkg_Lot | High | #VALUE! | #VALUE! |  |  | 149 | 1.5 | 10 | Mission | 0
| SDCCU Pkg 4 | 9449 Friars Rd | San Diego, CA 92108 | 92108 | S | 32.7814 | -117.1186 | Pkg_Lot | 0.75 |  |  | 0.75 |  | 0 | 60000 | Pkg_Lot | High | #VALUE! | #VALUE! |  |  | 704 | 1.5 | 10 | Mission | 0
| SDCCU Pkg 5 | 9449 Friars Rd | San Diego, CA 92108 | 92108 | S | 32.7814 | -117.1206 | Pkg_Lot | 0.75 |  |  | 0.75 |  | 0 | 134000 | Pkg_Lot | High | #VALUE! | #VALUE! |  |  | 704 | 1.5 | 10 | Mission | 150
| SDCCU Pkg 6 | 9449 Friars Rd | San Diego, CA 92108 | 92108 | S | 32.7824 | -117.1217 | Pkg_Lot | 0.75 |  |  | 0.75 |  | 0 | 148000 | Pkg_Lot | High | #VALUE! | #VALUE! |  |  | 362 | 1.41 | 9.41 | Station F | 0
| SDCCU Pkg 7 | 9449 Friars Rd | San Diego, CA 92108 | 92108 | S | 32.7838 | -117.1218 | Pkg_Lot | 0.75 |  |  | 0.75 |  | 0 | 112000 | Pkg_Lot | High | #VALUE! | #VALUE! |  |  | 149 | 1.5 | 10 | Mission | 0
| SDCCU Pkg 8 | 9449 Friars Rd | San Diego, CA 92108 | 92108 | S | 32.7849 | -117.1205 | Pkg_Lot | 0.75 |  |  | 0.75 |  | 0 | 143000 | Pkg_Lot | High | #VALUE! | #VALUE! |  |  | 149 | 1.5 | 10 | Mission | 0
| SDCCU Pkg 9 | 9449 Friars Rd | San Diego, CA 92108 | 92108 | S | 32.7856 | -117.117 | Pkg_Lot | 0.75 |  |  | 0.75 |  | 0 | 790000 | Pkg_Lot | High | #VALUE! | #VALUE! |  |  | 149 | 1.5 | 10 | Mission | 0
| SDCCU Pkg 10 | 9449 Friars Rd | San Diego, CA 92108 | 92108 | S | 32.7826 | -117.1157 | Pkg_Lot | 0.75 |  |  | 0.75 |  | 0 | 793000 | Pkg_Lot | High | #VALUE! | #VALUE! |  |  | 704 | 1.5 | 10 | Mission | 0
| SDCCU Pkg 11 | 9449 Friars Rd | San Diego, CA 92108 | 92108 | S | 32.781 | -117.1231 | Pkg_Lot | 0.75 |  |  | 0.75 |  | 0 | 1050000 | Pkg_Lot | High | #VALUE! | #VALUE! |  |  | 362 | 1.41 | 9.41 | Station F | 0
| SDCCU Pkg 12 | 9449 Friars Rd | San Diego, CA 92108 | 92108 | S | 32.7848 | -117.1232 | Pkg_Lot | 0.75 |  |  | 0.75 |  | 0 | 779000 | Pkg_Lot | High | #VALUE! | #VALUE! |  |  | 149 | 1.5 | 10 | Mission | 0
| Home Depot Shopping Ctr | 5920 Fairmount Ave | San Diego, CA 92120 | 92120 | S | 32.7825 | -117.103 | Shopping | 1.5 |  | Total | 1.25 |  | 4 |  |  |  | 0 | #VALUE! |  |  | 143 | 1.42 | 9.44 | Mission
| Home Depot bldg | 5920 Fairmount Ave | San Diego, CA 92120 | 92120 | S | 32.782 | -117.1024 | Roof_Flat | 0.75 |  |  | 0.75 |  | 0 | 104000 | Roof_Flat | Medium | #VALUE! | #VALUE! |  |  | 143 | 1.42 | 9.44 | Mission | 100
| Home Depot pkg | 5920 Fairmount Ave | San Diego, CA 92120 | 92120 | S | 32.7829 | -117.1024 | Pkg_Lot | 0.75 |  |  | 0.75 |  | 0 | 135000 | Pkg_Lot | High | #VALUE! | #VALUE! |  |  | 143 | 1.42 | 9.44 | Mission | 100
| Carpet Tile &amp; Flooring | 5920 Fairmount Ave | San Diego, CA 92120 | 92120 | S | 32.7836 | -117.1023 | Roof_Flat | 0.75 |  |  | 0.75 |  | 0 | 20000 | Roof_Flat | Medium | #VALUE! | #VALUE! | 5980 Fairmount Ave |  | 143 | 1.42 | 9.44 | Mission | 200
| San Diego State University | 5500 Campanile Dr | San Diego, CA 92182 | 92182 | S | 32.7752 | -117.0713 | Edu | 1.5 |  | Total | 1.25 |  | 27 |  |  |  | 0 | #VALUE! |  |  | Multiple |  |  | Multiple
| X Lot pkg N | 5500 Campanile Dr | San Diego, CA 92182 | 92182 | S | 32.7786 | -117.0754 | Pkg_Lot | 0.75 |  |  | 0.75 |  | 0 | 70000 | Pkg_Lot | High | #VALUE! | #VALUE! | GMap Zip 92115 |  | 85 | 0.58 | 3.88 | Murray | 0
| X Lot pkg S | 5500 Campanile Dr | San Diego, CA 92182 | 92182 | S | 32.778 | -117.0757 | Pkg_Lot | 0.75 |  |  | 0.75 |  | 0 | 28000 | Pkg_Lot | High | #VALUE! | #VALUE! | GMap Zip 92115 |  | 85 | 0.58 | 3.88 | Murray | 200
| SDSU Recreational Turf Field | 5500 Campanile Dr | San Diego, CA 92182 | 92182 | S | 32.7775 | -117.0755 | Roof_Flat | 0.75 |  |  | 0.75 |  | 0 | 22000 | Roof_Flat | Low | #VALUE! | #VALUE! |  |  | 85 | 0.58 | 3.88 | Murray | 300
| Parking Lot 9 | 5500 Campanile Dr | San Diego, CA 92182 | 92182 | S | 32.7755 | -117.0778 | Pkg_Lot | 0.75 |  |  | 0.75 |  | 0 | 41000 | Pkg_Lot | High | #VALUE! | #VALUE! |  |  | 168 | 1.29 | 8.61 | Streamview | 50
| Aztec Cir Dr Garage | 5500 Campanile Dr | San Diego, CA 92182 | 92182 | S | 32.778 | -117.0743 | Pkg_Garage | 0.75 |  |  | 0.75 |  | 0 | 20000 | Pkg_Garage | High | #VALUE! | #VALUE! | GMap Zip 92115 |  | 85 | 0.58 | 3.88 | Murray | 300
| Parking Garage 12 | 5500 Campanile Dr | San Diego, CA 92182 | 92182 | S | 32.7756 | -117.0748 | Pkg_Garage | 0.75 |  |  | 0.75 |  | 0 | 72000 | Pkg_Garage | High | #VALUE! | #VALUE! |  |  | 168 | 1.29 | 8.61 | Streamview | 500
| Aztec Rec Ctr | 5500 Campanile Dr | San Diego, CA 92182 | 92182 | S | 32.7745 | -117.0758 | Target | 0.75 | Red |  | 0.75 |  | 0 |  | Existing |  | 0 | #VALUE! | 5301 55th St
| Viejas Arena Pkg | 5500 Campanile Dr | San Diego, CA 92182 | 92182 | S | 32.7746 | -117.0747 | Pkg_Lot | 0.75 |  |  | 0.75 |  | 0 | 38000 | Pkg_Lot | High | #VALUE! | #VALUE! |  |  | 168 | 1.29 | 8.61 | Streamview | 500
| Viejas Arena | 5500 Campanile Dr | San Diego, CA 92182 | 92182 | S | 32.7737 | -117.0746 | Roof_Flat | 0.75 |  |  | 0.75 |  | 0 | 86000 | Roof_Flat | High | #VALUE! | #VALUE! |  |  | 168 | 1.29 | 8.61 | Streamview | 100
| Peterson Gym | 5500 Campanile Dr | San Diego, CA 92182 | 92182 | S | 32.774 | -117.0768 | Roof_Flat | 0.75 |  |  | 0.75 |  | 0 | 68000 | Roof_Flat | Medium | #VALUE! | #VALUE! |  |  | 168 | 1.29 | 8.61 | Streamview | 100
| Jam Center Gym | 5500 Campanile Dr | San Diego, CA 92182 | 92182 | S | 32.7729 | -117.0774 | Roof_Flat | 0.75 |  |  | 0.75 |  | 0 | 15000 | Roof_Flat | High | #VALUE! | #VALUE! |  |  | 168 | 1.29 | 8.61 | Streamview | 50
| Goodall Alumni Center | 5500 Campanile Dr | San Diego, CA 92182 | 92182 | S | 32.773 | -117.0769 | Roof_Flat | 0.75 |  |  | 0.75 |  | 0 | 3200 | Roof_Flat | High | #VALUE! | #VALUE! |  |  | 168 | 1.29 | 8.61 | Streamview | 100
| Don Powell Theatre | 5500 Campanile Dr | San Diego, CA 92182 | 92182 | S | 32.775 | -117.0726 | Roof_Flat | 0.75 |  |  | 0.75 |  | 0 | 19300 | Roof_Flat | High | #VALUE! | #VALUE! |  |  | 168 | 1.29 | 8.61 | Streamview | 500
| Cal Coast Amphitheater | 5500 Campanile Dr | San Diego, CA 92182 | 92182 | S | 32.7745 | -117.0713 | Roof_Flat | 0.75 |  |  | 0.75 |  | 0 | 36000 | Pkg_Lot | High | #VALUE! | #VALUE! | Build shade structure |  | 168 | 1.29 | 8.61 | Streamview | 500
| Parking Lot A N | 5500 Campanile Dr | San Diego, CA 92182 | 92182 | S | 32.7788 | -117.0692 | Pkg_Lot | 0.75 |  |  | 0.75 |  | 0 | 24000 | Pkg_Lot | High | #VALUE! | #VALUE! |  |  | 85 | 0.58 | 3.88 | Murray | 0
| Parking Lot A S | 5500 Campanile Dr | San Diego, CA 92182 | 92182 | S | 32.7777 | -117.0685 | Pkg_Lot | 0.75 |  |  | 0.75 |  | 0 | 79000 | Pkg_Lot | High | #VALUE! | #VALUE! |  |  | 85 | 0.58 | 3.88 | Murray | 0
| Parking Lot C | 5500 Campanile Dr | San Diego, CA 92182 | 92182 | S | 32.7774 | -117.066 | Pkg_Lot | 0.75 |  |  | 0.75 |  | 0 | 39000 | Pkg_Lot | High | #VALUE! | #VALUE! |  |  | 85 | 0.58 | 3.88 | Murray | 50
| Parking Lot 17 | 5500 Campanile Dr | San Diego, CA 92182 | 92182 | S | 32.7783 | -117.0643 | Pkg_Lot | 0.75 |  |  | 0.75 |  | 0 | 52000 | Pkg_Lot | High | #VALUE! | #VALUE! |  |  | 85 | 0.58 | 3.88 | Murray | 50
| Parking Lot 2 | 5500 Campanile Dr | San Diego, CA 92182 | 92182 | S | 32.7739 | -117.0675 | Pkg_Lot | 0.75 |  |  | 0.75 |  | 0 | 83000 | Pkg_Lot | High | #VALUE! | #VALUE! |  |  | 430 | 1.59 | 10.6 | Streamview | 300
| Parking Lot 2A | 5500 Campanile Dr | San Diego, CA 92182 | 92182 | S | 32.7733 | -117.0684 | Pkg_Lot | 0.75 |  |  | 0.75 |  | 0 | 68000 | Pkg_Lot | High | #VALUE! | #VALUE! |  |  | 430 | 1.59 | 10.6 | Streamview | 0
| Parking Lot E | 5500 Campanile Dr | San Diego, CA 92182 | 92182 | S | 32.7733 | -117.0666 | Pkg_Lot | 0.75 |  |  | 0.75 |  | 0 | 55000 | Pkg_Lot | High | #VALUE! | #VALUE! |  |  | 430 | 1.59 | 10.6 | Streamview | 300
| Parking Garage 3 | 5500 Campanile Dr | San Diego, CA 92182 | 92182 | S | 32.7724 | -117.0664 | Pkg_Garage | 0.75 |  |  | 0.75 |  | 0 | 120000 | Pkg_Garage | High | #VALUE! | #VALUE! |  |  | 430 | 1.59 | 10.6 | Streamview | 300
| Parking Garage 4 | 5500 Campanile Dr | San Diego, CA 92182 | 92182 | S | 32.7713 | -117.0664 | Pkg_Garage | 0.75 |  |  | 0.75 |  | 0 | 108000 | Pkg_Garage | High | #VALUE! | #VALUE! |  |  | 430 | 1.59 | 10.6 | Streamview | 0
| Parking Lot Q | 5500 Campanile Dr | San Diego, CA 92182 | 92182 | S | 32.772 | -117.075 | Pkg_Lot | 0.75 |  |  | 0.75 |  | 0 | 12000 | Pkg_Lot | High | #VALUE! | #VALUE! |  |  | 168 | 1.29 | 8.61 | Streamview | 0
| Lindo Paseo Garage | 5500 Campanile Dr | San Diego, CA 92182 | 92182 | S | 32.7721 | -117.074 | Pkg_Garage | 0.75 |  |  | 0.75 |  | 0 | 58000 | Pkg_Garage | High | #VALUE! | #VALUE! |  |  | 168 | 1.29 | 8.61 | Streamview | 0
| Parking Lot 5A | 5500 Campanile Dr | San Diego, CA 92182 | 92182 | S | 32.7729 | -117.0713 | Pkg_Lot | 0.75 |  |  | 0.75 |  | 0 | 17000 | Pkg_Lot | High | #VALUE! | #VALUE! |  |  | 168 | 1.29 | 8.61 | Streamview | 0
| Alvarado Medical Ctr W | 6475 Alvarado Rd | San Diego, CA 92120 | 92120 | S | 32.777 | -117.0614 | Hospital | 1.5 |  | Total | 1.25 |  | 7 |  |  |  | 0 | #VALUE! |  |  | 85 | 0.58 | 3.88 | Murray
| AMCW Pkg Lot W | 6475 Alvarado Rd | San Diego, CA 92120 | 92120 | S | 32.7777 | -117.062 | Pkg_Lot | 0.75 |  |  | 0.75 |  | 0 | 56000 | Pkg_Lot | High | #VALUE! | #VALUE! |  |  | 85 | 0.58 | 3.88 | Murray | 50
| AMCW Pkg Lot Mid | 6475 Alvarado Rd | San Diego, CA 92120 | 92120 | S | 32.7777 | -117.0608 | Pkg_Lot | 0.75 |  |  | 0.75 |  | 0 | 40000 | Pkg_Lot | High | #VALUE! | #VALUE! |  |  | 85 | 0.58 | 3.88 | Murray | 50
| AMCW Pkg Lot SE | 6475 Alvarado Rd | San Diego, CA 92120 | 92120 | S | 32.7767 | -117.0604 | Pkg_Lot | 0.75 |  |  | 0.75 |  | 0 | 57000 | Pkg_Lot | High | #VALUE! | #VALUE! |  |  | 85 | 0.58 | 3.88 | Murray | 50
| AMCW Bldg E | 6475 Alvarado Rd | San Diego, CA 92120 | 92120 | S | 32.7773 | -117.0604 | Roof_Flat | 0.75 |  |  | 0.75 |  | 0 | 22000 | Roof_Flat | High | #VALUE! | #VALUE! |  |  | 85 | 0.58 | 3.88 | Murray | 100
| AMCW Pkg Lot S | 6475 Alvarado Rd | San Diego, CA 92120 | 92120 | S | 32.7765 | -117.0616 | Pkg_Lot | 0.75 |  |  | 0.75 |  | 0 | 10000 | Pkg_Lot | High | #VALUE! | #VALUE! |  |  | 85 | 0.58 | 3.88 | Murray | 300
| AMCW Pharmacy | 6475 Alvarado Rd | San Diego, CA 92120 | 92120 | S | 32.7764 | -117.0612 | Roof_Flat | 0.75 |  |  | 0.75 |  | 0 | 9400 | Roof_Flat | High | #VALUE! | #VALUE! |  |  | 85 | 0.58 | 3.88 | Murray | 300
| Alvarado Hosp &amp; Medical Plaza | 6655 Alvarado Rd | San Diego, CA 92120 | 92120 | S | 32.7764 | -117.0564 | Hospital | 1.5 |  | Total | 1.25 |  | 7 |  |  |  | 0 | #VALUE! |  |  | 88 | 1.38 | 9.17 | Murray
| Alvarado Hosp Pkg Garage | 6655 Alvarado Rd | San Diego, CA 92120 | 92120 | S | 32.7759 | -117.0574 | Pkg_Garage | 0.75 |  |  | 0.75 |  | 0 | 52000 | Roof_Flat | High | #VALUE! | #VALUE! |  |  | 88 | 1.38 | 9.17 | Murray | 0
| Alvarado Medical Plaza Pharmacy | 6655 Alvarado Rd | San Diego, CA 92120 | 92120 | S | 32.7762 | -117.0559 | Roof_Flat | 0.75 |  |  | 0.75 |  | 0 | 18600 | Roof_Flat | High | #VALUE! | #VALUE! | 5555 Reservoir Dr |  | 88 | 1.38 | 9.17 | Murray | 0
| Alvarado Med Plaz Pkg Lot 1 | 6655 Alvarado Rd | San Diego, CA 92120 | 92120 | S | 32.7767 | -117.0559 | Pkg_Lot | 0.75 |  |  | 0.75 |  | 0 | 22000 | Pkg_Lot | High | #VALUE! | #VALUE! | 5555 Reservoir Dr |  | 88 | 1.38 | 9.17 | Murray | 0
| Alvarado Med Plaz Pkg Lot 2 | 6655 Alvarado Rd | San Diego, CA 92120 | 92120 | S | 32.7757 | -117.0562 | Pkg_Lot | 0.75 |  |  | 0.75 |  | 0 | 42000 | Pkg_Lot | High | #VALUE! | #VALUE! | 5555 Reservoir Dr |  | 88 | 1.38 | 9.17 | Murray | 0
| Alvarado Med Plaz Pkg Lot 3 | 6655 Alvarado Rd | San Diego, CA 92120 | 92120 | S | 32.7759 | -117.0549 | Pkg_Lot | 0.75 |  |  | 0.75 |  | 0 | 43000 | Pkg_Lot | High | #VALUE! | #VALUE! | 5555 Reservoir Dr |  | 88 | 1.38 | 9.17 | Murray | 0
| Alvarado Med Plaz Pkg Lot 4 | 6655 Alvarado Rd | San Diego, CA 92120 | 92120 | S | 32.7764 | -117.0546 | Pkg_Lot | 0.75 |  |  | 0.75 |  | 0 | 13000 | Pkg_Lot | High | #VALUE! | #VALUE! | 5555 Reservoir Dr |  | 88 | 1.38 | 9.17 | Murray | 0
| Burlington Coat Factory | 5405 University Ave | San Diego, CA 92105 | 92105 | S | 32.7473 | -117.0785 | Shopping | 1.5 |  | Total | 1.25 |  | 4 |  |  |  | 0 | #VALUE! |  |  | 169 | 1.31 | 8.71 | Streamview
| Burlington Coat Pkg Lot N | 5405 University Ave | San Diego, CA 92105 | 92105 | S | 32.7477 | -117.0782 | Pkg_Lot | 0.75 |  |  | 0.75 |  | 0 | 118000 | Pkg_Lot | High | #VALUE! | #VALUE! |  |  | 169 | 1.31 | 8.71 | Streamview | 0
| Burlington Coat Pkg Lot W | 5405 University Ave | San Diego, CA 92105 | 92105 | S | 32.7468 | -117.0791 | Pkg_Lot | 0.75 |  |  | 0.75 |  | 0 | 46000 | Pkg_Lot | High | #VALUE! | #VALUE! |  |  | 169 | 1.31 | 8.71 | Streamview | 0
| Burlington Coat Bldg | 5405 University Ave | San Diego, CA 92105 | 92105 | S | 32.747 | -117.0782 | Roof_Flat | 0.75 |  |  | 0.75 |  | 0 | 57000 | Pkg_Lot | High | #VALUE! | #VALUE! |  |  | 169 | 1.31 | 8.71 | Streamview | 0
| Marketplace at the Grove Shopping Center | 3412 College Ave | San Diego, CA 92115 | 92115 | S | 32.7412 | -117.0551 | Shopping | 1.5 |  | Total | 1.25 |  | 10 |  |  |  | 0 | #VALUE! |  |  | 164 | 1.23 | 8.19 | Chollas West
| MGSC Pkg 1 | 3412 College Ave | San Diego, CA 92115 | 92115 | S | 32.7432 | -117.0539 | Pkg_Lot | 0.75 |  |  | 0.75 |  | 0 | 109000 | Pkg_Lot | High | #VALUE! | #VALUE! |  |  | 164 | 1.23 | 8.19 | Chollas West | 0
| MGSC Pkg 2 | 3412 College Ave | San Diego, CA 92115 | 92115 | S | 32.7419 | -117.0557 | Pkg_Lot | 0.75 |  |  | 0.75 |  | 0 | 197000 | Pkg_Lot | High | #VALUE! | #VALUE! |  |  | 164 | 1.23 | 8.19 | Chollas West | 0
| MGSC Pkg 3 | 3412 College Ave | San Diego, CA 92115 | 92115 | S | 32.7385 | -117.0569 | Pkg_Lot | 0.75 |  |  | 0.75 |  | 0 | 177000 | Pkg_Lot | High | #VALUE! | #VALUE! |  |  | 164 | 1.23 | 8.19 | Chollas West | 100
| MGSC Pkg 4 | 3412 College Ave | San Diego, CA 92115 | 92115 | S | 32.7396 | -117.0545 | Pkg_Lot | 0.75 |  |  | 0.75 |  | 0 | 117000 | Pkg_Lot | High | #VALUE! | #VALUE! |  |  | 164 | 1.23 | 8.19 | Chollas West | 0
| Kohls | 3412 College Ave | San Diego, CA 92115 | 92115 | S | 32.7423 | -117.0543 | Roof_Flat | 0.75 |  |  | 0.75 |  | 0 | 72000 | Pkg_Lot | High | #VALUE! | #VALUE! |  |  | 164 | 1.23 | 8.19 | Chollas West | 0
| Walmart | 3412 College Ave | San Diego, CA 92115 | 92115 | S | 32.7416 | -117.0536 | Target | 0.75 | Red |  | 0.75 |  | 0 |  | Existing |  | 0 | #VALUE! |  |  | 164 | 1.23 | 8.19 | Chollas West | 0
| Target | 3412 College Ave | San Diego, CA 92115 | 92115 | S | 32.7406 | -117.0554 | Roof_Flat | 0.75 |  |  | 0.75 |  | 0 | 104000 | Roof_Flat | Low | #VALUE! | #VALUE! |  |  | 164 | 1.23 | 8.19 | Chollas West | 0
| Sam Ash Music | 3412 College Ave | San Diego, CA 92115 | 92115 | S | 32.7402 | -117.0548 | Roof_Flat | 0.75 |  |  | 0.75 |  | 0 | 57000 | Roof_Flat | Medium | #VALUE! | #VALUE! |  |  | 164 | 1.23 | 8.19 | Chollas West | 0
| Sam's Club | 3412 College Ave | San Diego, CA 92115 | 92115 | S | 32.7395 | -117.0559 | Roof_Flat | 0.75 |  |  | 0.75 |  | 0 | 114000 | Roof_Flat | Low | #VALUE! | #VALUE! |  |  | 164 | 1.23 | 8.19 | Chollas West | 0
| IKEA Warehouse Center | 7365 Mission Gorge Rd | San Diego, CA 92120 | 92120 | S | 32.8039 | -117.0824 | Shopping | 1.5 |  | Total | 1.25 |  | 6 |  |  |  | 0 | #VALUE! |  |  | 385 | 1.32 | 8.77 | Elliot
| IKEA Warehouse Pickup | 7365 Mission Gorge Rd | San Diego, CA 92120 | 92120 | S | 32.8034 | -117.0821 | Roof_Flat | 0.75 |  |  | 0.75 |  | 0 | 283000 | Roof_Flat | Medium | #VALUE! | #VALUE! |  |  | 385 | 1.32 | 8.77 | Elliot | 200
| PODS | 7365 Mission Gorge Rd | San Diego, CA 92120 | 92120 | S | 32.8051 | -117.0809 | Roof_Flat | 0.75 |  |  | 0.75 |  | 0 | 107000 | Roof_Flat | Low | #VALUE! | #VALUE! |  |  | 385 | 1.32 | 8.77 | Elliot | 0
| Forward Air | 7365 Mission Gorge Rd | San Diego, CA 92120 | 92120 | S | 32.804 | -117.0834 | Roof_Flat | 0.75 |  |  | 0.75 |  | 0 | 126000 | Roof_Flat | Medium | #VALUE! | #VALUE! |  |  | 385 | 1.32 | 8.77 | Elliot | 0
| Davis Trucking | 7365 Mission Gorge Rd | San Diego, CA 92120 | 92120 | S | 32.803 | -117.0856 | Roof_Flat | 0.75 |  |  | 0.75 |  | 0 | 54000 | Roof_Flat | Medium | #VALUE! | #VALUE! |  |  | 385 | 1.32 | 8.77 | Elliot | 0
| Saddle Crk Logistics | 7365 Mission Gorge Rd | San Diego, CA 92120 | 92120 | S | 32.8026 | -117.0844 | Roof_Flat | 0.75 |  |  | 0.75 |  | 0 | 50000 | Roof_Flat | Medium | #VALUE! | #VALUE! |  |  | 385 | 1.32 | 8.77 | Elliot | 200
| Mission Beach Pkg Lot | 3071-3099 Ocean Front Walk | San Diego, CA 92109 | 92109 | S | 32.769 | -117.252 | Pkg_Lot | 1 |  |  | 1 |  | 1 | 179000 | Pkg_Lot | High | #VALUE! | #VALUE! |  |  | 545 | 1.43 | 9.56 | Pacific Beach | 0
| Bonita Cove | 3021-3035 Mission Blvd | San Diego, CA 92109 | 92109 | S | 32.77 | -117.2494 | Venue | 1.5 | Yellow | Total | 1.25 |  | 4 |  |  |  | 0 | #VALUE! |  |  | 545 | 1.43 | 9.56 | Pacific Beach
| Bonita Cove Pkg W | 3021-3035 Mission Blvd | San Diego, CA 92109 | 92109 | S | 32.7687 | -117.2504 | Pkg_Lot | 0.75 |  |  | 0.75 |  | 0 | 158000 | Pkg_Lot | High | #VALUE! | #VALUE! |  |  | 545 | 1.43 | 9.56 | Pacific Beach | 0
| Bonita Cove Pkg N | 3021-3035 Mission Blvd | San Diego, CA 92109 | 92109 | S | 32.7712 | -117.2489 | Pkg_Lot | 0.75 |  |  | 0.75 |  | 0 | 154000 | Pkg_Lot | High | #VALUE! | #VALUE! |  |  | 545 | 1.43 | 9.56 | Pacific Beach | 100
| Bonita Cove Pkg NE | 3021-3035 Mission Blvd | San Diego, CA 92109 | 92109 | S | 32.77 | -117.2466 | Pkg_Lot | 0.75 |  |  | 0.75 |  | 0 | 67000 | Pkg_Lot | High | #VALUE! | #VALUE! |  |  | 545 | 1.43 | 9.56 | Pacific Beach | 100
| Vacation Isle Pkg Lot | 1406 Vacation Rd Pkg | San Diego, CA 92109 | 92109 | S | 32.774 | -117.2342 | Pkg_Lot | 1 |  |  | 1 |  | 1 | 145000 | Pkg_Lot | High | #VALUE! | #VALUE! |  |  | 546 | 1.45 | 9.7 | Pacific Beach | 100
| SeaWorld San Diego | 500 Sea World Dr | San Diego, CA 92109 | 92109 | S | 32.7648 | -117.2283 | Venue | 1.5 |  | Total | 1.25 |  | 13 |  |  |  | 0 | #VALUE! |  |  | Multiple |  |  | Multiple
| Hubbs Research Pkg | 500 Sea World Dr | San Diego, CA 92109 | 92109 | S | 32.7669 | -117.2326 | Pkg_Lot | 0.75 |  |  | 0.75 |  | 0 | 145000 | Pkg_Lot | High | #VALUE! | #VALUE! |  |  | 741 | 1.5 | 10 | Point Loma | 0
| SWSD Employee Pkg 1 | 500 Sea World Dr | San Diego, CA 92109 | 92109 | S | 32.7659 | -117.2315 | Pkg_Lot | 0.75 |  |  | 0.75 |  | 0 | 120000 | Pkg_Lot | High | #VALUE! | #VALUE! |  |  | 741 | 1.5 | 10 | Point Loma | 0
| SWSD Pkg Vis NW | 500 Sea World Dr | San Diego, CA 92109 | 92109 | S | 32.7638 | -117.2309 | Pkg_Lot | 0.75 |  |  | 0.75 |  | 0 | 40000 | Pkg_Lot | High | #VALUE! | #VALUE! |  |  | 741 | 1.5 | 10 | Point Loma | 50
| SWSD Pkg Vis SW | 500 Sea World Dr | San Diego, CA 92109 | 92109 | S | 32.7626 | -117.2302 | Pkg_Lot | 0.75 |  |  | 0.75 |  | 0 | 34000 | Pkg_Lot | High | #VALUE! | #VALUE! |  |  | 100 | 1.46 | 9.75 | Old Town | 50
| SWSD Pkg Vis 1 | 500 Sea World Dr | San Diego, CA 92109 | 92109 | S | 32.7631 | -117.2296 | Pkg_Lot | 0.75 |  |  | 0.75 |  | 0 | 80000 | Pkg_Lot | High | #VALUE! | #VALUE! |  |  | 100 | 1.46 | 9.75 | Old Town | 200
| SWSD Pkg Vis 2 | 500 Sea World Dr | San Diego, CA 92109 | 92109 | S | 32.7631 | -117.228 | Pkg_Lot | 0.75 |  |  | 0.75 |  | 0 | 220000 | Pkg_Lot | High | #VALUE! | #VALUE! |  |  | 100 | 1.46 | 9.75 | Old Town | 200
| SWSD Pkg Vis 3 | 500 Sea World Dr | San Diego, CA 92109 | 92109 | S | 32.7626 | -117.2253 | Pkg_Lot | 0.75 |  |  | 0.75 |  | 0 | 357000 | Pkg_Lot | High | #VALUE! | #VALUE! |  |  | 100 | 1.46 | 9.75 | Old Town | 200
| SWSD Pkg Vis 4 | 500 Sea World Dr | San Diego, CA 92109 | 92109 | S | 32.7624 | -117.2225 | Pkg_Lot | 0.75 |  |  | 0.75 |  | 0 | 380000 | Pkg_Lot | High | #VALUE! | #VALUE! |  |  | 100 | 1.46 | 9.75 | Old Town | 200
| SWSD Pkg Vis 5 | 500 Sea World Dr | San Diego, CA 92109 | 92109 | S | 32.7623 | -117.2214 | Pkg_Lot | 0.75 |  |  | 0.75 |  | 0 | 310000 | Pkg_Lot | High | #VALUE! | #VALUE! |  |  | 100 | 1.46 | 9.75 | Old Town | 200
| SWSD Pkg Vis 6 | 500 Sea World Dr | San Diego, CA 92109 | 92109 | S | 32.7623 | -117.22 | Pkg_Lot | 0.75 |  |  | 0.75 |  | 0 | 256000 | Pkg_Lot | High | #VALUE! | #VALUE! |  |  | 100 | 1.46 | 9.75 | Old Town | 0
| SWSD Pkg Vis 7 | 500 Sea World Dr | San Diego, CA 92109 | 92109 | S | 32.7618 | -117.2188 | Pkg_Lot | 0.75 |  |  | 0.75 |  | 0 | 42000 | Pkg_Lot | High | #VALUE! | #VALUE! |  |  | 100 | 1.46 | 9.75 | Old Town | 0
| SWSD Employee Pkg 2 | 500 Sea World Dr | San Diego, CA 92109 | 92109 | S | 32.7642 | -117.2216 | Pkg_Lot | 0.75 |  |  | 0.75 |  | 0 | 12000 | Pkg_Lot | High | #VALUE! | #VALUE! |  |  | 100 | 1.46 | 9.75 | Old Town | 0
| South Shores Park | S Shores Park Dy | San Diego, CA 92109 | 92109 | S | 32.764 | -117.2184 | Venue | 1.5 | Yellow | Total | 1.25 |  | 3 |  |  |  | 0 | #VALUE! |  |  | 100 | 1.46 | 9.75 | Old Town
| S Shores Pkg 1 | S Shores Park Dy | San Diego, CA 92109 | 92109 | S | 32.7634 | -117.2188 | Pkg_Lot | 0.75 |  |  | 0.75 |  | 0 | 145000 | Pkg_Lot | High | #VALUE! | #VALUE! |  |  | 100 | 1.46 | 9.75 | Old Town | 100
| S Shores Pkg 2 | S Shores Park Dy | San Diego, CA 92109 | 92109 | S | 32.7626 | -117.2177 | Pkg_Lot | 0.75 |  |  | 0.75 |  | 0 | 155000 | Pkg_Lot | High | #VALUE! | #VALUE! |  |  | 100 | 1.46 | 9.75 | Old Town | 100
| Sears Outlet | 960 Sherman St | San Diego, CA 92110 | 92110 | S | 32.7649 | -117.2005 | Roof_Flat | 1 |  |  | 1 |  | 1 | 170000 | Roof_Flat | High | #VALUE! | #VALUE! |  |  | 100 | 1.46 | 9.75 | Old Town
| Caltrans Dist Off Pkg | 4050 Taylor St | San Diego, CA 92110 | 92110 | S | 32.7585 | -117.1997 | Pkg_Lot | 1 |  |  | 1 |  | 1 | 200000 | Pkg_Lot | High | #VALUE! | #VALUE! |  |  | 491 | 1.5 | 9.98 | Old Town
| Valley View Casino Center | 3500 Sports Arena Blvd | San Diego, CA 92110 | 92110 | S | 32.756 | -117.2121 | Venue | 1.5 | Yellow | Total | 1.25 |  | 6 |  |  |  | 0 | #VALUE! |  |  | Multiple |  |  | Multiple
| VVCC Bldg | 3500 Sports Arena Blvd | San Diego, CA 92110 | 92110 | S | 32.7551 | -117.2123 | Roof_Flat | 0.75 |  |  | 0.75 |  | 0 | 95000 | Roof_Flat | High | #VALUE! | #VALUE! |  |  | 100 | 1.46 | 9.75 | Old Town | 0
| VVCC Pkg 1 | 3500 Sports Arena Blvd | San Diego, CA 92110 | 92110 | S | 32.7546 | -117.2143 | Pkg_Lot | 0.75 |  |  | 0.75 |  | 0 | 59000 | Pkg_Lot | High | #VALUE! | #VALUE! |  |  | 136 | 1.49 | 9.96 | Old Town | 400
| VVCC Pkg 2 | 3500 Sports Arena Blvd | San Diego, CA 92110 | 92110 | S | 32.7558 | -117.2137 | Pkg_Lot | 0.75 |  |  | 0.75 |  | 0 | 268000 | Pkg_Lot | High | #VALUE! | #VALUE! |  |  | 136 | 1.49 | 9.96 | Old Town | 50
| VVCC Pkg 3 | 3500 Sports Arena Blvd | San Diego, CA 92110 | 92110 | S | 32.7568 | -117.2123 | Pkg_Lot | 0.75 |  |  | 0.75 |  | 0 | 225000 | Pkg_Lot | High | #VALUE! | #VALUE! |  |  | 100 | 1.46 | 9.75 | Old Town | 50
| VVCC Pkg 4 | 3500 Sports Arena Blvd | San Diego, CA 92110 | 92110 | S | 32.7545 | -117.2103 | Pkg_Lot | 0.75 |  |  | 0.75 |  | 0 | 108000 | Pkg_Lot | High | #VALUE! | #VALUE! |  |  | 136 | 1.49 | 9.96 | Old Town | 100
| Naval SPAWAR OT3 | 4301 Pacific Hwy | San Diego, CA 92110 | 92110 | S | 32.7481 | -117.1984 |  | 1.5 |  | Total | 1.25 |  | 5 |  |  |  | 0 | #VALUE! |  |  | 124 | 0.79 | 5.26 | Old Town
| SPAWAR OT3 Roof 1 | 4301 Pacific Hwy | San Diego, CA 92110 | 92110 | S | 32.7509 | -117.1989 |  | 0.75 |  |  | 0.75 |  | 0 | 306000 | Roof_Flat | High | #VALUE! | #VALUE! |  |  | 124 | 0.79 | 5.26 | Old Town | 100
| SPAWAR OT3 Roof 2 | 4301 Pacific Hwy | San Diego, CA 92110 | 92110 | S | 32.7493 | -117.198 |  | 0.75 |  |  | 0.75 |  | 0 | 148000 | Roof_Flat | High | #VALUE! | #VALUE! |  |  | 124 | 0.79 | 5.26 | Old Town | 0
| SPAWAR OT3 Roof 3 | 4301 Pacific Hwy | San Diego, CA 92110 | 92110 | S | 32.7466 | -117.1957 |  | 0.75 |  |  | 0.75 |  | 0 | 158000 | Roof_Flat | High | #VALUE! | #VALUE! |  |  | 124 | 0.79 | 5.26 | Old Town | 100
| SPAWAR OT3 Existing | 4301 Pacific Hwy | San Diego, CA 92110 | 92110 | S | 32.7479 | -117.1968 | Target | 0.75 | Red |  | 0.75 |  | 0 |  | Existing |  | 0 | #VALUE!
| Wheelie University | 2535 Midway Dr | San Diego, CA 92110 | 92110 | S | 32.7454 | -117.2018 | Edu | 1.5 |  | Total | 1.25 |  | 3 |  |  |  | 0 | #VALUE! |  |  | 124 | 0.79 | 5.26 | Old Town
| Wheelie University Roof | 2535 Midway Dr | San Diego, CA 92110 | 92110 | S | 32.7457 | -117.2022 | Roof_Flat | 0.75 |  |  | 0.75 |  | 0 | 59000 | Roof_Flat | High | #VALUE! | #VALUE! |  |  | 124 | 0.79 | 5.26 | Old Town | 0
| Wheelie University Pkg Lot | 2535 Midway Dr | San Diego, CA 92110 | 92110 | S | 32.7449 | -117.2014 | Pkg_Lot | 0.75 |  |  | 0.75 |  | 0 | 110000 | Pkg_Lot | High | #VALUE! | #VALUE! |  |  | 124 | 0.79 | 5.26 | Old Town | 200
| Sports Arena Square | 3340 Sports Arena Blvd | San Diego, CA 92110 | 92110 | S | 32.7526 | -117.2117 | Shopping | 1.5 |  | Total | 1.25 |  | 12 |  |  |  | 0 | #VALUE! |  |  | Multiple |  |  | Point Loma
| SAS Home Depot | 3340 Sports Arena Blvd | San Diego, CA 92110 | 92110 | S | 32.7522 | -117.2137 | Roof_Flat | 0.75 |  |  | 0.75 |  | 0 | 107000 | Roof_flat | Low | #VALUE! | #VALUE! |  |  | 55 | 1.46 | 9.74 | Point Loma | 50
| SAS Unknown Store | 3340 Sports Arena Blvd | San Diego, CA 92110 | 92110 | S | 32.7518 | -117.2123 | Roof_Flat | 0.75 |  |  | 0.75 |  | 0 | 33000 | Roof_flat | Medium | #VALUE! | #VALUE! |  |  | 55 | 1.46 | 9.74 | Point Loma | 100
| SAS Dick's Sporting | 3340 Sports Arena Blvd | San Diego, CA 92110 | 92110 | S | 32.7517 | -117.2117 | Roof_Flat | 0.75 |  |  | 0.75 |  | 0 | 43000 | Roof_flat | Medium | #VALUE! | #VALUE! |  |  | 55 | 1.46 | 9.74 | Point Loma | 200
| SAS Ralph's | 3340 Sports Arena Blvd | San Diego, CA 92110 | 92110 | S | 32.7515 | -117.2111 | Roof_Flat | 0.75 |  |  | 0.75 |  | 0 | 61000 | Roof_flat | Medium | #VALUE! | #VALUE! |  |  | 55 | 1.46 | 9.74 | Point Loma | 300
| SAS Target | 3340 Sports Arena Blvd | San Diego, CA 92110 | 92110 | S | 32.7513 | -117.21 | Roof_Flat | 0.75 |  |  | 0.75 |  | 0 | 113000 | Roof_flat | High | #VALUE! | #VALUE! |  |  | 55 | 1.46 | 9.74 | Point Loma | 450
| SAS Ross | 3340 Sports Arena Blvd | San Diego, CA 92110 | 92110 | S | 32.7514 | -117.2083 | Roof_Flat | 0.75 |  |  | 0.75 |  | 0 | 14500 | Roof_flat | Medium | #VALUE! | #VALUE! |  |  | 740 | 1.29 | 8.62 | Point Loma | 0
| SAS Pkg 1 | 3340 Sports Arena Blvd | San Diego, CA 92110 | 92110 | S | 32.753 | -117.2128 | Pkg_Lot | 0.75 |  |  | 0.75 |  | 0 | 228000 | Pkg_Lot | High | #VALUE! | #VALUE! |  |  | 740 | 1.29 | 8.62 | Point Loma | 150
| SAS Pkg 2 | 3340 Sports Arena Blvd | San Diego, CA 92110 | 92110 | S | 32.7525 | -117.2108 | Pkg_Lot | 0.75 |  |  | 0.75 |  | 0 | 168000 | Pkg_Lot | High | #VALUE! | #VALUE! |  |  | 740 | 1.29 | 8.62 | Point Loma | 150
| SAS Pkg 3 | 3340 Sports Arena Blvd | San Diego, CA 92110 | 92110 | S | 32.7523 | -117.2093 | Pkg_Lot | 0.75 |  |  | 0.75 |  | 0 | 120000 | Pkg_Lot | High | #VALUE! | #VALUE! |  |  | 740 | 1.29 | 8.62 | Point Loma | 150
| SAS Pkg 4 | 3340 Sports Arena Blvd | San Diego, CA 92110 | 92110 | S | 32.7524 | -117.2079 | Pkg_Lot | 0.75 |  |  | 0.75 |  | 0 | 32000 | Pkg_Lot | High | #VALUE! | #VALUE! |  |  | 740 | 1.29 | 8.62 | Point Loma | 0
| SAS Pkg 5 | 3340 Sports Arena Blvd | San Diego, CA 92110 | 92110 | S | 32.7519 | -117.2082 | Pkg_Lot | 0.75 |  |  | 0.75 |  | 0 | 40000 | Pkg_Lot | High | #VALUE! | #VALUE! |  |  | 740 | 1.29 | 8.62 | Point Loma | 0
| Point Loma Plaza | 3645 Midway Dr | San Diego, CA 92110 | 92110 | S | 32.7522 | -117.2171 | Shopping | 1.5 |  | Total | 1.25 |  | 4 |  |  |  | 0 | #VALUE! |  |  | 136 | 1.49 | 9.96 | Old Town
| Point Loma Plaza Pkg | 3645 Midway Dr | San Diego, CA 92110 | 92110 | S | 32.7518 | -117.2174 | Pkg_Lot | 0.75 |  |  | 0.75 |  | 0 | 121000 | Pkg_Lot | High | #VALUE! | #VALUE! |  |  | 136 | 1.49 | 9.96 | Old Town | 0
| Point Loma Plaza Vons | 3645 Midway Dr | San Diego, CA 92110 | 92110 | S | 32.7517 | -117.2175 | Roof_Flat | 0.75 |  |  | 0.75 |  | 0 | 40000 | Roof_Flat | High | #VALUE! | #VALUE! |  |  | 136 | 1.49 | 9.96 | Old Town | 0
| Point Loma Plaza Marshalls | 3645 Midway Dr | San Diego, CA 92110 | 92110 | S | 32.7523 | -117.2178 | Roof_Flat | 0.75 |  |  | 0.75 |  | 0 | 19000 | Roof_Flat | High | #VALUE! | #VALUE! |  |  | 136 | 1.49 | 9.96 | Old Town | 100
| Pkg near Walter Andersen Nursery | 3642 Enterprise St | San Diego, CA 92110 | 92110 | S | 32.7469 | -117.1999 | Pkg_Lot | 1 |  |  | 1 |  | 1 | 314000 | Pkg_Lot | High | #VALUE! | #VALUE! |  |  | 491 | 1.5 | 9.98 | Old Town | 150
| Unknown Shopping Center | 2495 Truxtun Rd | San Diego, CA 92106 | 92106 | S | 32.7367 | -117.2156 | Shopping | 1.5 |  | Total | 1.25 |  | 4 |  |  |  | 0 | #VALUE! |  |  | 50 | 1.44 | 9.62 | Point Loma | 0
| Vons Pkg | 2495 Truxtun Rd | San Diego, CA 92106 | 92106 | S | 32.7375 | -117.217 | Pkg_Lot | 0.75 |  |  | 0.75 |  | 0 | 360000 | Pkg_Lot | High | #VALUE! | #VALUE! |  |  | 50 | 1.44 | 9.62 | Point Loma | 0
| Point Loma Sports Pkg | 2495 Truxtun Rd | San Diego, CA 92106 | 92106 | S | 32.7355 | -117.2145 | Pkg_Lot | 0.75 |  |  | 0.75 |  | 0 | 234000 | Pkg_Lot | High | #VALUE! | #VALUE! |  |  | 50 | 1.44 | 9.62 | Point Loma | 0
| Slaters Pkg | 2495 Truxtun Rd | San Diego, CA 92106 | 92106 | S | 32.7386 | -117.2113 | Pkg_Lot | 0.75 |  |  | 0.75 |  | 0 | 164000 | Pkg_Lot | High | #VALUE! | #VALUE! |  |  | 50 | 1.44 | 9.62 | Point Loma | 0
| San Diego International Airport | 3225 N Harbor Dr | San Diego, CA 92101 | 92101 | S | 32.7334 | -117.1891 | Airport | 1.5 |  | Total | 1.25 |  | 19 |  |  |  | 0 | #VALUE! |  |  | Multiple |  |  | Kettner
| Near Pac Hwy | 3225 N Harbor Dr | San Diego, CA 92101 | 92101 | S | 32.7417 | -117.1884 | Target | 0.75 | Red |  | 0.75 |  | 0 |  | Existing |  | 0 | #VALUE! | [5 empty] | Kettner | -
| SAN Pkg 1 | 3225 N Harbor Dr | San Diego, CA 92101 | 92101 | S | 32.7387 | -117.1844 | Target | 0.75 | Red |  | 0.75 |  | 0 |  | Existing |  | 0 | #VALUE! | [5 empty] | Kettner | -
| SAN Pkg 2 | 3225 N Harbor Dr | San Diego, CA 92101 | 92101 | S | 32.7381 | -117.1833 | Pkg_Lot | 0.75 |  |  | 0.75 |  | 0 | 247000 | Pkg_Lot | High | #VALUE! | #VALUE! |  |  | 458 | 1.4 | 9.33 | Kettner | 250
| Near Car Rental Bldg | 3225 N Harbor Dr | San Diego, CA 92101 | 92101 | S | 32.7367 | -117.1826 | Pkg_Lot | 0.75 |  |  | 0.75 |  | 0 | 63000 | Pkg_Lot | High | #VALUE! | #VALUE! |  |  | 458 | 1.4 | 9.33 | Kettner | 250
| Car Rental Roof | 3225 N Harbor Dr | San Diego, CA 92101 | 92101 | S | 32.7372 | -117.181 | Pkg_Garage | 0.75 |  |  | 0.75 |  | 0 | 328000 | Pkg_Garage | High | #VALUE! | #VALUE! |  |  | 135 | 1.41 | 9.4 | Kettner | 250
| Aladdin Airport Parking | 3225 N Harbor Dr | San Diego, CA 92101 | 92101 | S | 32.7311 | -117.1729 | Pkg_Garage | 0.75 |  |  | 0.75 |  | 0 | 120000 | Pkg_Garage | High | #VALUE! | #VALUE! |  |  | 135 | 1.41 | 9.4 | Kettner | 100
| Park n Go, Park N Fly | 3225 N Harbor Dr | San Diego, CA 92101 | 92101 | S | 32.7312 | -117.1741 | Pkg_Lot | 0.75 |  |  | 0.75 |  | 0 | 96000 | Pkg_Lot | High | #VALUE! | #VALUE! |  |  | 135 | 1.41 | 9.4 | Kettner | 100
| SAN Pkg E End N-Pac Hwy | 3225 N Harbor Dr | San Diego, CA 92101 | 92101 | S | 32.731 | -117.1747 | Pkg_Lot | 0.75 |  |  | 0.75 |  | 0 | 80000 | Pkg_Lot | High | #VALUE! | #VALUE! |  |  | 135 | 1.41 | 9.4 | Kettner | 100
| SAN Pkg E End S-W Laurel | 3225 N Harbor Dr | San Diego, CA 92101 | 92101 | S | 32.7286 | -117.1771 | Pkg_Lot | 0.75 |  |  | 0.75 |  | 0 | 140000 | Pkg_Lot | High | #VALUE! | #VALUE! |  |  | 135 | 1.41 | 9.4 | Kettner | 100
| Rental Car Rtn Pkg | 3225 N Harbor Dr | San Diego, CA 92101 | 92101 | S | 32.7286 | -117.1828 | Pkg_Lot | 0.75 |  |  | 0.75 |  | 0 | 94000 | Pkg_Lot | High | #VALUE! | #VALUE! |  |  | 134 | 1.5 | 10 | Kettner | 100
| SAN Long Term W | 3225 N Harbor Dr | San Diego, CA 92101 | 92101 | S | 32.7299 | -117.1886 | Pkg_Lot | 0.75 |  |  | 0.75 |  | 0 | 500000 | Pkg_Lot | High | #VALUE! | #VALUE! |  |  | 134 | 1.5 | 10 | Kettner | 100
| SAN Long Term E | 3225 N Harbor Dr | San Diego, CA 92101 | 92101 | S | 32.7299 | -117.1858 | Pkg_Lot | 0.75 |  |  | 0.75 |  | 0 | 675000 | Pkg_Lot | High | #VALUE! | #VALUE! |  |  | 134 | 1.5 | 10 | Kettner | 100
| Commuter Terminal Pkg | 3225 N Harbor Dr | San Diego, CA 92101 | 92101 | S | 32.7297 | -117.1921 | Pkg_Lot | 0.75 |  |  | 0.75 |  | 0 | 77000 | Pkg_Lot | High | #VALUE! | #VALUE! |  |  | 134 | 1.5 | 10 | Kettner | 100
| Air Cargo Pkg | 3225 N Harbor Dr | San Diego, CA 92101 | 92101 | S | 32.7301 | -117.1943 | Pkg_Lot | 0.75 |  |  | 0.75 |  | 0 | 100000 | Pkg_Lot | High | #VALUE! | #VALUE! |  |  | 134 | 1.5 | 10 | Kettner | 100
| Terminal 1 Pkg Lot | 3225 N Harbor Dr | San Diego, CA 92101 | 92101 | S | 32.7306 | -117.1974 | Pkg_Lot | 0.75 |  |  | 0.75 |  | 0 | 468000 | Pkg_Lot | High | #VALUE! | #VALUE! |  |  | 134 | 1.5 | 10 | Kettner | 200
| Terminal 2 PV | 3225 N Harbor Dr | San Diego, CA 92101 | 92101 | S | 32.7317 | -117.204 | Target | 0.75 | Red |  | 0.75 |  | 0 |  | Existing |  | 0 | #VALUE! | [5 empty] | Kettner | -
| Terminal 2 Construction | 3225 N Harbor Dr | San Diego, CA 92101 | 92101 | S | 32.7303 | -117.202 | Info | 0.75 |  |  | 0.75 |  | 0 |  |  |  | 0 | #VALUE! | GE shows construction |  |  |  |  | Kettner | -
| Terminal 2 Pkg PV | 3225 N Harbor Dr | San Diego, CA 92101 | 92101 | S | 32.7312 | -117.2067 | Target | 0.75 | Red |  | 0.75 |  | 0 |  | Existing |  | 0 | #VALUE! | [5 empty] | Kettner | -
| Balboa Park Zoo Pkg | 2920 Zoo Dr | San Diego, CA 92101 | 92101 | S | 32.7369 | -117.1474 | Pkg_Lot | 1 |  |  | 1 |  | 1 | 834000 | Pkg_Lot | High | #VALUE! | #VALUE! | SDG&E suspended ICA |  | 426 | 1.41 | 9.39 | Urban | 0
| Balboa Park Administration | 2125 Park Blvd | San Diego, CA 92101 | 92101 | S | 32.7251 | -117.1487 | Venue | 1.5 | Yellow |  | 1.25 |  | 3 |  |  |  | 0 | #VALUE! |  |  | 426 | 1.41 | 9.39 | Urban
| Balboa Park Administration Pkg 1 | 2125 Park Blvd | San Diego, CA 92101 | 92101 | S | 32.726 | -117.1499 | Pkg_Lot | 0.75 |  |  | 0.75 |  | 0 | 108000 | Pkg_Lot | High | #VALUE! | #VALUE! |  |  | 426 | 1.41 | 9.39 | Urban | 100
| Balboa Park Administration Pkg 2 | 2125 Park Blvd | San Diego, CA 92101 | 92101 | S | 32.7244 | -117.1504 | Pkg_Lot | 0.75 |  |  | 0.75 |  | 0 | 327000 | Pkg_Lot | High | #VALUE! | #VALUE! |  |  | 426 | 1.41 | 9.39 | Urban | 100
| Navy Exchange | 34800 Bob Wilson Dr | San Diego, CA 92134 | 92134 | S | 32.7255 | -117.1465 | Hospital | 1.5 |  |  | 1.25 |  | 4 |  |  |  | 0 | #VALUE! |  |  | 465 | 0.88 | 5.87 | Urban
| Navy Exchange Pkg 1 | 34800 Bob Wilson Dr | San Diego, CA 92134 | 92134 | S | 32.7246 | -117.147 | Pkg_Garage | 0.75 |  |  | 0.75 |  | 0 | 61000 | Pkg_Garage | High | #VALUE! | #VALUE! |  |  | 465 | 0.88 | 5.87 | Urban | 0
| Navy Exchange Pkg 2 | 34800 Bob Wilson Dr | San Diego, CA 92134 | 92134 | S | 32.725 | -117.1455 | Pkg_Garage | 0.75 |  |  | 0.75 |  | 0 | 78000 | Pkg_Garage | High | #VALUE! | #VALUE! |  |  | 465 | 0.88 | 5.87 | Urban | 100
| Navy Exchange Pkg 3 | 34800 Bob Wilson Dr | San Diego, CA 92134 | 92134 | S | 32.726 | -117.1443 | Pkg_Garage | 0.75 |  |  | 0.75 |  | 0 | 100000 | Pkg_Garage | High | #VALUE! | #VALUE! |  |  | 465 | 0.88 | 5.87 | Urban | 200
| Navy Broadway Complex | 889 W F St, San Diego | San Diego, CA 92101 | 92101 | S | 32.7127 | -117.1721 | Pkg_Lot | 1 |  |  | 1 |  | 1 | 267000 | Pkg_Lot | High | #VALUE! | #VALUE! |  |  | 756 | 1.22 | 8.12 | Station B | 0
| Marina Park Way + FAL Pkg Lot | 501 Convention Way | San Diego, CA 92101 | 92101 | S | 32.7056 | -117.1632 | Venue | 1.5 | Yellow |  | 1.25 |  | 3 |  |  |  | 0 | #VALUE! |  |  | 131 | 1.59 | 10.6 | Sampson
| Fal Pkg Lot | 501 Convention Way | San Diego, CA 92101 | 92101 | S | 32.7052 | -117.1624 | Pkg_Lot | 0.75 |  |  | 0.75 |  | 0 | 76000 | Pkg_Lot | High | #VALUE! | #VALUE! |  |  | 131 | 1.59 | 10.6 | Sampson | 0
| Marina Park Way Pkg Lot | 501 Convention Way | San Diego, CA 92101 | 92101 | S | 32.7042 | -117.1642 | Pkg_Lot | 0.75 |  |  | 0.75 |  | 0 | 127000 | Pkg_Lot | High | #VALUE! | #VALUE! |  |  | 131 | 1.59 | 10.6 | Sampson | 0
| San Diego Convention Ctr | 111 W Harbor Dr | San Diego, CA 92101 | 92101 | S | 32.7064 | -117.1622 | Venue | 1.5 | Yellow |  | 1.25 |  | 3 |  |  |  | 0 | #VALUE! |  |  | 427 | 1.49 | 9.96 | Urban
| SD Conv Ctr Roof NW | 111 W Harbor Dr | San Diego, CA 92101 | 92101 | S | 32.7076 | -117.1638 | Roof_Flat | 0.75 |  |  | 0.75 |  | 0 | 47000 | Roof_Flat | High | #VALUE! | #VALUE! |  |  | 427 | 1.49 | 9.96 | Urban | 200
| SD Conv Ctr Roof SE | 111 W Harbor Dr | San Diego, CA 92101 | 92101 | S | 32.7052 | -117.1608 | Roof_Flat | 0.75 |  |  | 0.75 |  | 0 | 96000 | Roof_Flat | High | #VALUE! | #VALUE! |  |  | 427 | 1.49 | 9.96 | Urban | 200
| Marine Inspection &amp; Logistics | 644 Switzer St | San Diego, CA 92101 | 92101 | S | 32.7006 | -117.1573 | Roof_Flat | 1 |  |  | 1 |  | 1 | 289000 | Roof_Flat | High | #VALUE! | #VALUE! |  |  | 131 | 1.59 | 10.6 | Sampson | 50
| Next to Marine Inspection | 644(SE) Switzer St | San Diego, CA 92101 | 92101 | S | 32.6985 | -117.155 | Roof_Flat | 1 |  |  | 1 |  | 1 | 288000 | Roof_Flat | High | #VALUE! | #VALUE! |  |  | 131 | 1.59 | 10.6 | Sampson | 100
| Tailgate Padres Pkg Lot | K St &amp; 12th Ave | San Diego, CA 92101 | 92101 | S | 32.7074 | -117.1531 | Pkg_Lot | 1 |  |  | 1 |  | 1 | 327000 | Pkg_Lot | High | #VALUE! | #VALUE! |  |  | 123 | 1.48 | 9.84 | Sampson | 100
| San Diego BNSF | 1342 Cesar E. Chavez Pkwy | San Diego, CA 92113 | 92113 | S | 32.6988 | -117.1499 | Pkg_Lot | 1 |  |  | 1 |  | 1 | 263000 | Pkg_Lot | High | #VALUE! | #VALUE! |  |  | 131 | 1.59 | 10.6 | Sampson | 0
| City Operations Yard | Caminito Center | San Diego, CA 92102 | 92102 | S | 32.7205 | -117.1444 | Pkg_Lot | 1 |  |  | 1 |  | 1 | 169000 | Pkg_Lot | High | #VALUE! | #VALUE! |  |  | 426 | 1.41 | 9.39 | Urban | 0
| Coca-Cola Bottling Co | 1348 47th St | San Diego, CA 92102 | 92102 | S | 32.7201 | -117.0948 | Biz | 1.5 |  |  | 1.25 |  | 4 |  |  |  | 0 | #VALUE! |  |  | 167 | 0.47 | 3.12 | Streamview | 400
| Coca-Cola Bldg 1 | 1348 47th St | San Diego, CA 92102 | 92102 | S | 32.7197 | -117.0963 | Roof_Flat | 0.75 |  |  | 0.75 |  | 0 | 24000 | Roof_Flat | High | #VALUE! | #VALUE! |  |  | 167 | 0.47 | 3.12 | Streamview | 400
| Coca-Cola Bldg 2 | 1348 47th St | San Diego, CA 92102 | 92102 | S | 32.7199 | -117.0952 | Roof_Flat | 0.75 |  |  | 0.75 |  | 0 | 61000 | Roof_Flat | High | #VALUE! | #VALUE! |  |  | 167 | 0.47 | 3.12 | Streamview | 400
| Coca-Cola Bldg 3 | 1348 47th St | San Diego, CA 92102 | 92102 | S | 32.7208 | -117.0946 | Roof_Flat | 0.75 |  |  | 0.75 |  | 0 | 131000 | Roof_Flat | High | #VALUE! | #VALUE! |  |  | 167 | 0.47 | 3.12 | Streamview | 400
| Costco | 650 Gateway Center Dr | San Diego, CA 92102 | 92102 | S | 32.713 | -117.1162 | Shopping | 1.5 |  |  | 1.25 |  | 5 |  |  |  | 0 | #VALUE! | SDG&E suspended ICA | 81 | 1434 | 1.37 | 9.11 | Grant Hill
| Costco Bldg | 650 Gateway Center Dr | San Diego, CA 92102 | 92102 | S | 32.7127 | -117.1165 | Target | 0.75 | Red |  | 0.75 |  | 0 |  | Existing |  | 0 | #VALUE! |  | 81 | 1434 | 1.37 | 9.11 | Grant Hill | 0
| Costco Pkg 1 | 650 Gateway Center Dr | San Diego, CA 92102 | 92102 | S | 32.7127 | -117.1152 | Pkg_Lot | 0.75 |  |  | 0.75 |  | 0 | 87700 | Pkg_Lot | High | #VALUE! | #VALUE! |  | 81 | 1434 | 1.37 | 9.11 | Grant Hill | 100
| Costco Pkg 2 | 650 Gateway Center Dr | San Diego, CA 92102 | 92102 | S | 32.712 | -117.1165 | Pkg_Lot | 0.75 |  |  | 0.75 |  | 0 | 48500 | Pkg_Lot | High | #VALUE! | #VALUE! |  | 81 | 1434 | 1.37 | 9.11 | Grant Hill | 200
| Costco Pkg 3 | 650 Gateway Center Dr | San Diego, CA 92102 | 92102 | S | 32.7129 | -117.1175 | Pkg_Lot | 0.75 |  |  | 0.75 |  | 0 | 13000 | Pkg_Lot | High | #VALUE! | #VALUE! |  | 81 | 1434 | 1.37 | 9.11 | Grant Hill | 300
| Imperial Marketplace | 255-265 Marketplace Ave. | San Diego, CA 92113 | 92113 | S | 32.7031 | -117.102 | Shopping | 1.5 |  | Total | 1.25 |  | 6 |  |  |  | 0 | #VALUE! |  | 86 | 323 | 1.33 | 8.87 | Paradise | 0
| Home Depot | 255-265 Marketplace Ave. | San Diego, CA 92113 | 92113 | S | 32.702 | -117.1014 | Roof_Flat | 0.75 |  |  | 0.75 |  | 0 | 106000 | Roof_Flat | High | #VALUE! | #VALUE! |  | 86 | 323 | 1.33 | 8.87 | Paradise | 0
| 99 Cent Store | 255-265 Marketplace Ave. | San Diego, CA 92113 | 92113 | S | 32.7029 | -117.1001 | Roof_Flat | 0.75 |  |  | 0.75 |  | 0 | 18500 | Roof_Flat | Medium | #VALUE! | #VALUE! |  | 86 | 323 | 1.33 | 8.87 | Paradise | 0
| Imp Mkt Pkg 1 | 255-265 Marketplace Ave. | San Diego, CA 92113 | 92113 | S | 32.7033 | -117.1008 | Pkg_Lot | 0.75 |  |  | 0.75 |  | 0 | 38500 | Pkg_Lot | High | #VALUE! | #VALUE! |  | 86 | 323 | 1.33 | 8.87 | Paradise | 0
| Imp Mkt Pkg 2 | 255-265 Marketplace Ave. | San Diego, CA 92113 | 92113 | S | 32.7027 | -117.101 | Pkg_Lot | 0.75 |  |  | 0.75 |  | 0 | 148000 | Pkg_Lot | High | #VALUE! | #VALUE! |  | 86 | 323 | 1.33 | 8.87 | Paradise | 0
| Imp Mkt Pkg 3 | 255-265 Marketplace Ave. | San Diego, CA 92113 | 92113 | S | 32.7032 | -117.1027 | Pkg_Lot | 0.75 |  |  | 0.75 |  | 0 | 43000 | Pkg_Lot | High | #VALUE! | #VALUE! |  | 86 | 323 | 1.33 | 8.87 | Paradise | 0
| Yara North America | 1770 Thor St | San Diego, CA 92113 | 92113 | S | 32.6893 | -117.1188 | Roof_Flat | 1 |  |  | 1 |  | 1 | 127000 | Roof_Flat | High | #VALUE! | #VALUE! |  | 96 | 130 | 1.35 | 9.02 | Sampson | 0
| BAE Systems Lot 11 | Sicard St &amp; Main St | San Diego, CA 92113 | 92113 | S | 32.6942 | -117.1404 | Pkg_Lot | 1 |  |  | 1 |  | 1 | 216000 | Pkg_Lot | High | 1512000 | 1512000 |  | 96 | 130 | 1.35 | 9.02 | Sampson | 50
| SDT Harborside Station | E Harbor Dr &amp; S 28th St | San Diego, CA 92113 | 92113 | S | 32.6912 | -117.1327 | Train | 1.5 |  | Total | 1.25 |  | 14 |  |  |  | 0 | #VALUE! | CES3 proximity estimate | 86 | Multiple |  |  | Sampson
| SDTHS Pkg 1 | E Harbor Dr &amp; S 28th St | San Diego, CA 92113 | 92113 | S | 32.6924 | -117.1384 | Pkg_Lot | 0.75 |  |  | 0.75 |  | 0 | 20500 | Pkg_Lot | High | #VALUE! | #VALUE! |  | 96 | 129 | 1.44 | 9.66 | Sampson | 50
| SDTHS Pkg 2 | E Harbor Dr &amp; S 28th St | San Diego, CA 92113 | 92113 | S | 32.692 | -117.137 | Pkg_Lot | 0.75 |  |  | 0.75 |  | 0 | 26000 | Pkg_Lot | High | #VALUE! | #VALUE! |  | 96 | 129 | 1.44 | 9.66 | Sampson | 100
| SDTHS Pkg 3 | E Harbor Dr &amp; S 28th St | San Diego, CA 92113 | 92113 | S | 32.6917 | -117.135 | Pkg_Lot | 0.75 |  |  | 0.75 |  | 0 | 33000 | Pkg_Lot | High | #VALUE! | #VALUE! |  | 96 | 128 | 1.5 | 10 | Sampson | 150
| SDTHS Pkg 4 | E Harbor Dr &amp; S 28th St | San Diego, CA 92113 | 92113 | S | 32.6915 | -117.1354 | Pkg_Lot | 0.75 |  |  | 0.75 |  | 0 | 37000 | Pkg_Lot | High | #VALUE! | #VALUE! |  | 96 | 128 | 1.5 | 10 | Sampson | 200
| SDTHS Pkg 5 | E Harbor Dr &amp; S 28th St | San Diego, CA 92113 | 92113 | S | 32.691 | -117.1321 | Pkg_Lot | 0.75 |  |  | 0.75 |  | 0 | 22000 | Pkg_Lot | High | #VALUE! | #VALUE! | CES3 proximity estimate | 86 | 128 | 1.5 | 10 | Sampson | 250
| SDTHS Pkg 6 | E Harbor Dr &amp; S 28th St | San Diego, CA 92113 | 92113 | S | 32.6899 | -117.1302 | Pkg_Lot | 0.75 |  |  | 0.75 |  | 0 | 28000 | Pkg_Lot | High | #VALUE! | #VALUE! | CES3 proximity estimate | 86 | 128 | 1.5 | 10 | Sampson | 250
| SDTHS Pkg 7 | E Harbor Dr &amp; S 28th St | San Diego, CA 92113 | 92113 | S | 32.6887 | -117.1285 | Pkg_Lot | 0.75 |  |  | 0.75 |  | 0 | 20500 | Pkg_Lot | High | #VALUE! | #VALUE! | CES3 proximity estimate | 86 | 128 | 1.5 | 10 | Sampson | 250
| SDTHS Pkg 8 | E Harbor Dr &amp; S 28th St | San Diego, CA 92113 | 92113 | S | 32.6908 | -117.1322 | Pkg_Lot | 0.75 |  |  | 0.75 |  | 0 | 39000 | Pkg_Lot | High | #VALUE! | #VALUE! | CES3 proximity estimate | 86 | 128 | 1.5 | 10 | Sampson | 200
| SDTHS Pkg 9 | E Harbor Dr &amp; S 28th St | San Diego, CA 92113 | 92113 | S | 32.6895 | -117.13 | Pkg_Lot | 0.75 |  |  | 0.75 |  | 0 | 29000 | Pkg_Lot | High | #VALUE! | #VALUE! | CES3 proximity estimate | 86 | 128 | 1.5 | 10 | Sampson | 200
| SDTHS Pkg 10 | E Harbor Dr &amp; S 28th St | San Diego, CA 92113 | 92113 | S | 32.6884 | -117.1285 | Pkg_Lot | 0.75 |  |  | 0.75 |  | 0 | 30500 | Pkg_Lot | High | #VALUE! | #VALUE! | CES3 proximity estimate | 86 | 128 | 1.5 | 10 | Sampson | 200
| SDTHS Pkg 11 | E Harbor Dr &amp; S 28th St | San Diego, CA 92113 | 92113 | S | 32.6907 | -117.1325 | Pkg_Lot | 0.75 |  |  | 0.75 |  | 0 | 29000 | Pkg_Lot | High | #VALUE! | #VALUE! | CES3 proximity estimate | 86 | 128 | 1.5 | 10 | Sampson | 150
| SDTHS Pkg 12 | E Harbor Dr &amp; S 28th St | San Diego, CA 92113 | 92113 | S | 32.6895 | -117.1305 | Pkg_Lot | 0.75 |  |  | 0.75 |  | 0 | 37000 | Pkg_Lot | High | #VALUE! | #VALUE! | CES3 proximity estimate | 86 | 128 | 1.5 | 10 | Sampson | 150
| SDTHS Pkg 13 | E Harbor Dr &amp; S 28th St | San Diego, CA 92113 | 92113 | S | 32.6884 | -117.1289 | Pkg_Lot | 0.75 |  |  | 0.75 |  | 0 | 18000 | Pkg_Lot | High | #VALUE! | #VALUE! | CES3 proximity estimate | 86 | 128 | 1.5 | 10 | Sampson | 150
| San Diego NB Commissary Shopping Ctr | 3629, 2525 Callagan Hwy | San Diego, CA 92113 | 92113 | S | 32.6907 | -117.128 | Shopping | 1.5 |  | Total | 1.25 |  | 9 |  |  |  | 0 | #VALUE! | CES3 proximity estimate | 86 | 129 | 1.44 | 9.66 | Sampson
| San Diego NB Commissary | 3629, 2525 Callagan Hwy | San Diego, CA 92113 | 92113 | S | 32.6909 | -117.1302 | Roof_Flat | 0.75 |  |  | 0.75 |  | 0 | 117000 | Roof_Flat | Medium | #VALUE! | #VALUE! | CES3 proximity estimate | 86 | 129 | 1.44 | 9.66 | Sampson | 50
| SDNBC Unk Bldg | 3629, 2525 Callagan Hwy | San Diego, CA 92113 | 92113 | S | 32.6893 | -117.1279 | Roof_Flat | 0.75 |  |  | 0.75 |  | 0 | 59000 | Roof_Flat | Medium | #VALUE! | #VALUE! | CES3 proximity estimate | 86 | 129 | 1.44 | 9.66 | Sampson | 100
| SDNBC Navy Exchg | 3629, 2525 Callagan Hwy | San Diego, CA 92113 | 92113 | S | 32.6894 | -117.1266 | Roof_Flat | 0.75 |  |  | 0.75 |  | 0 | 42000 | Roof_Flat | High | #VALUE! | #VALUE! | CES3 proximity estimate | 86 | 129 | 1.44 | 9.66 | Sampson | 200
| SDNBC Pkg 1 | 3629, 2525 Callagan Hwy | San Diego, CA 92113 | 92113 | S | 32.6911 | -117.1288 | Pkg_Lot | 0.75 |  |  | 0.75 |  | 0 | 55000 | Pkg_Lot | High | #VALUE! | #VALUE! | CES3 proximity estimate | 86 | 129 | 1.44 | 9.66 | Sampson | 50
| SDNBC Pkg 2 | 3629, 2525 Callagan Hwy | San Diego, CA 92113 | 92113 | S | 32.6912 | -117.1277 | Pkg_Lot | 0.75 |  |  | 0.75 |  | 0 | 28000 | Pkg_Lot | High | #VALUE! | #VALUE! | CES3 proximity estimate | 86 | 129 | 1.44 | 9.66 | Sampson | 0
| SDNBC Pkg 3 | 3629, 2525 Callagan Hwy | San Diego, CA 92113 | 92113 | S | 32.6905 | -117.1287 | Pkg_Lot | 0.75 |  |  | 0.75 |  | 0 | 81000 | Pkg_Lot | High | #VALUE! | #VALUE! | CES3 proximity estimate | 86 | 129 | 1.44 | 9.66 | Sampson | 0
| SDNBC Pkg 4 | 3629, 2525 Callagan Hwy | San Diego, CA 92113 | 92113 | S | 32.6903 | -117.1269 | Pkg_Lot | 0.75 |  |  | 0.75 |  | 0 | 148000 | Pkg_Lot | High | #VALUE! | #VALUE! | CES3 proximity estimate | 86 | 129 | 1.44 | 9.66 | Sampson | 0
| SDNBC Pkg 5 | 3629, 2525 Callagan Hwy | San Diego, CA 92113 | 92113 | S | 32.6886 | -117.1275 | Pkg_Lot | 0.75 |  |  | 0.75 |  | 0 | 66000 | Pkg_Lot | High | #VALUE! | #VALUE! | CES3 proximity estimate | 86 | 129 | 1.44 | 9.66 | Sampson | 250
| Bldg Cluster incl Bldg 291, NAVFAC | Near 3670 Surface Navy Blvd | San Diego, CA 92136 | 92136 | S | 32.6831 | -117.124 | Biz | 1.5 |  | Total | 1.25 |  | 6 |  |  |  | 0 | #VALUE! | CES3 proximity estimate | 86
| Bldg 291 Pkg 1 | Near 3670 Surface Navy Blvd | San Diego, CA 92136 | 92136 | S | 32.6842 | -117.1246 | Pkg_Lot | 0.75 |  |  | 0.75 |  | 0 | 107000 | Pkg_Lot | High | #VALUE! | #VALUE! | CES3 proximity estimate | 86 | 48 | 1.5 | 10 | Division | 0
| Bldg 291 Pkg 2 | Near 3670 Surface Navy Blvd | San Diego, CA 92136 | 92136 | S | 32.6835 | -117.1236 | Pkg_Lot | 0.75 |  |  | 0.75 |  | 0 | 47500 | Pkg_Lot | High | #VALUE! | #VALUE! | CES3 proximity estimate | 86 | 48 | 1.5 | 10 | Division | 200
| Bldg 291 Pkg 3 | Near 3670 Surface Navy Blvd | San Diego, CA 92136 | 92136 | S | 32.6827 | -117.1244 | Pkg_Lot | 0.75 |  |  | 0.75 |  | 0 | 24300 | Pkg_Lot | High | #VALUE! | #VALUE! | CES3 proximity estimate | 86 | 48 | 1.5 | 10 | Division | 500
| Bldg 291 Pkg 4 | Near 3670 Surface Navy Blvd | San Diego, CA 92136 | 92136 | S | 32.6823 | -117.1223 | Pkg_Lot | 0.75 |  |  | 0.75 |  | 0 | 240000 | Pkg_Lot | High | #VALUE! | #VALUE! | CES3 proximity estimate | 86 | 48 | 1.5 | 10 | Division | 100
| Bldg 291 Pkg 5 | Near 3670 Surface Navy Blvd | San Diego, CA 92136 | 92136 | S | 32.6817 | -117.1234 | Pkg_Lot | 0.75 |  |  | 0.75 |  | 0 | 105000 | Pkg_Lot | High | #VALUE! | #VALUE! | CES3 proximity estimate | 86 | 48 | 1.5 | 10 | Division | 550
| Unknown Bldg | Brinser St | San Diego, CA 92136 | 92136 | S | 32.6834 | -117.127 | Target | 1 | Red |  | 1 |  | 1 |  | Existing |  | 0 | 0 | [6 empty] | -
| Southland Plaza Shopping Center | 655 Saturn Blvd | San Diego, CA 92154 | 92154 | S | 32.5858 | -117.0905 | Shopping | 1.5 |  | Total | 1.25 |  | 9 |  |  |  | 0 | #VALUE! |  |  | 723 | 1.4 | 9.33 | Imperial Beach
| Home Depot | 655 Saturn Blvd | San Diego, CA 92154 | 92154 | S | 32.587 | -117.0917 | Roof_Flat | 0.75 |  |  | 0.75 |  | 0 | 109000 | Roof_Flat | High | #VALUE! | #VALUE! |  |  | 723 | 1.4 | 9.33 | Imperial Beach | 0
| Walmart | 655 Saturn Blvd | San Diego, CA 92154 | 92154 | S | 32.5869 | -117.0892 | Roof_Flat | 0.75 |  |  | 0.75 |  | 0 | 66000 | Roof_Flat | Low | #VALUE! | #VALUE! |  |  | 723 | 1.4 | 9.33 | Imperial Beach | 0
| Vons | 655 Saturn Blvd | San Diego, CA 92154 | 92154 | S | 32.5848 | -117.0901 | Roof_Flat | 0.75 |  |  | 0.75 |  | 0 | 33000 | Roof_Flat | Medium | #VALUE! | #VALUE! |  |  | 723 | 1.4 | 9.33 | Imperial Beach | 0
| CVS | 655 Saturn Blvd | San Diego, CA 92154 | 92154 | S | 32.5846 | -117.0914 | Roof_Flat | 0.75 |  |  | 0.75 |  | 0 | 15000 | Roof_Flat | High | #VALUE! | #VALUE! |  |  | 723 | 1.4 | 9.33 | Imperial Beach | 0
| Walmart Pkg 1 | 655 Saturn Blvd | San Diego, CA 92154 | 92154 | S | 32.587 | -117.0902 | Pkg_Lot | 0.75 |  |  | 0.75 |  | 0 | 33000 | Pkg_Lot | Low | #VALUE! | #VALUE! |  |  | 723 | 1.4 | 9.33 | Imperial Beach | 0
| Walmart Pkg 2 | 655 Saturn Blvd | San Diego, CA 92154 | 92154 | S | 32.5869 | -117.0884 | Pkg_Lot | 0.75 |  |  | 0.75 |  | 0 | 17000 | Pkg_Lot | Low | #VALUE! | #VALUE! |  |  | 723 | 1.4 | 9.33 | Imperial Beach | 0
| Navy FCU Pkg | 655 Saturn Blvd | San Diego, CA 92154 | 92154 | S | 32.5863 | -117.0909 | Pkg_Lot | 0.75 |  |  | 0.75 |  | 0 | 204000 | Pkg_Lot | Low | #VALUE! | #VALUE! |  |  | 723 | 1.4 | 9.33 | Imperial Beach | 0
| BoA-WFB Pkg | 655 Saturn Blvd | San Diego, CA 92154 | 92154 | S | 32.5855 | -117.0908 | Pkg_Lot | 0.75 |  |  | 0.75 |  | 0 | 185000 | Pkg_Lot | Low | #VALUE! | #VALUE! |  |  | 723 | 1.4 | 9.33 | Imperial Beach | 0
| Palm Promenade Shopping Ctr | 710 Dennery Rd | San Diego, CA 92154 | 92154 | S | 32.5796 | -117.0356 | Shopping | 1.5 |  | Total | 1.25 |  | 13 |  |  |  | 0 | #VALUE! |  |  | 460 | 1.23 | 8.19 | San Ysidro
| Walmart | 710 Dennery Rd | San Diego, CA 92154 | 92154 | S | 32.5814 | -117.0355 | Target | 0.75 | Red |  | 0.75 |  | 0 |  | Existing |  | 0 | #VALUE! |  |  | 460 | 1.23 | 8.19 | San Ysidro | 100
| Vons | 710 Dennery Rd | San Diego, CA 92154 | 92154 | S | 32.5829 | -117.0347 | Roof_Flat | 0.75 |  |  | 0.75 |  | 0 | 32000 | Roof_Flat | High | #VALUE! | #VALUE! |  |  | 460 | 1.23 | 8.19 | San Ysidro | 100
| AMC Promenade 24 | 710 Dennery Rd | San Diego, CA 92154 | 92154 | S | 32.5789 | -117.0367 | Roof_Flat | 0.75 |  |  | 0.75 |  | 0 | 74000 | Roof_Flat | High | #VALUE! | #VALUE! |  |  | 460 | 1.23 | 8.19 | San Ysidro | 100
| Home Depot | 710 Dennery Rd | San Diego, CA 92154 | 92154 | S | 32.5763 | -117.0374 | Roof_Flat | 0.75 |  |  | 0.75 |  | 0 | 106000 | Roof_Flat | High | #VALUE! | #VALUE! |  |  | 460 | 1.23 | 8.19 | San Ysidro | 100
| Walmart Pkg 1 | 710 Dennery Rd | San Diego, CA 92154 | 92154 | S | 32.5828 | -117.0338 | Pkg_Lot | 0.75 |  |  | 0.75 |  | 0 | 94000 | Pkg_Lot | High | #VALUE! | #VALUE! |  |  | 460 | 1.23 | 8.19 | San Ysidro | 100
| Walmart Pkg 2 | 710 Dennery Rd | San Diego, CA 92154 | 92154 | S | 32.5807 | -117.0346 | Pkg_Lot | 0.75 |  |  | 0.75 |  | 0 | 275000 | Pkg_Lot | High | #VALUE! | #VALUE! |  |  | 460 | 1.23 | 8.19 | San Ysidro | 100
| Walmart Pkg 3 | 710 Dennery Rd | San Diego, CA 92154 | 92154 | S | 32.5802 | -117.0362 | Pkg_Lot | 0.75 |  |  | 0.75 |  | 0 | 81000 | Pkg_Lot | High | #VALUE! | #VALUE! |  |  | 460 | 1.23 | 8.19 | San Ysidro | 100
| AMC 24 Pkg 1 | 710 Dennery Rd | San Diego, CA 92154 | 92154 | S | 32.5791 | -117.0355 | Pkg_Lot | 0.75 |  |  | 0.75 |  | 0 | 20000 | Pkg_Lot | High | #VALUE! | #VALUE! |  |  | 460 | 1.23 | 8.19 | San Ysidro | 100
| AMC 24 Pkg 2 | 710 Dennery Rd | San Diego, CA 92154 | 92154 | S | 32.578 | -117.0357 | Pkg_Lot | 0.75 |  |  | 0.75 |  | 0 | 108000 | Pkg_Lot | High | #VALUE! | #VALUE! |  |  | 460 | 1.23 | 8.19 | San Ysidro | 100
| AMC 24 Pkg 3 | 710 Dennery Rd | San Diego, CA 92154 | 92154 | S | 32.578 | -117.037 | Pkg_Lot | 0.75 |  |  | 0.75 |  | 0 | 61000 | Pkg_Lot | High | #VALUE! | #VALUE! |  |  | 460 | 1.23 | 8.19 | San Ysidro | 100
| HD Pkg 1 | 710 Dennery Rd | San Diego, CA 92154 | 92154 | S | 32.5764 | -117.0363 | Pkg_Lot | 0.75 |  |  | 0.75 |  | 0 | 72000 | Pkg_Lot | High | #VALUE! | #VALUE! |  |  | 460 | 1.23 | 8.19 | San Ysidro | 100
| HD Pkg 2 | 710 Dennery Rd | San Diego, CA 92154 | 92154 | S | 32.5763 | -117.0357 | Pkg_Lot | 0.75 |  |  | 0.75 |  | 0 | 55000 | Pkg_Lot | High | #VALUE! | #VALUE! |  |  | 460 | 1.23 | 8.19 | San Ysidro | 100
| Weber Distribution Warehouses | 1366 30th St | San Diego, CA 92154 | 92154 | S | 32.5712 | -117.0687 | Roof_Flat | 1 |  |  | 1 |  | 1 | 100200 | Roof_Flat | High | #VALUE! | #VALUE! |  |  | 334 | 1.22 | 8.11 | San Ysidro | 200
| San Ysidro Village | 4330-4558 Camino de la Plaza | San Ysidro, CA 92173 | 92173 | S | 32.5461 | -117.0395 | Shopping | 1.5 |  | Total | 1.25 |  | 8 |  |  |  | 0 | #VALUE! |  | 76 | Multiple |  |  | San Ysidro
| K-Mart | 4330-4558 Camino de la Plaza | San Ysidro, CA 92173 | 92173 | S | 32.5468 | -117.0403 | Roof_Flat | 0.75 |  |  | 0.75 |  | 0 | 89000 | Roof_Flat | Medium | #VALUE! | #VALUE! |  | 76 | 461 | 1.44 | 9.62 | San Ysidro | 0
| Ross | 4330-4558 Camino de la Plaza | San Ysidro, CA 92173 | 92173 | S | 32.5466 | -117.0389 | Roof_Flat | 0.75 |  |  | 0.75 |  | 0 | 32000 | Roof_Flat | Medium | #VALUE! | #VALUE! |  | 76 | 1201 | 1.48 | 9.89 | San Ysidro | 100
| Oshkosh | 4330-4558 Camino de la Plaza | San Ysidro, CA 92173 | 92173 | S | 32.5464 | -117.038 | Roof_Flat | 0.75 |  |  | 0.75 |  | 0 | 16000 | Roof_Flat | Medium | #VALUE! | #VALUE! |  | 76 | 1201 | 1.48 | 9.89 | San Ysidro | 100
| Marshalls | 4330-4558 Camino de la Plaza | San Ysidro, CA 92173 | 92173 | S | 32.5459 | -117.0375 | Roof_Flat | 0.75 |  |  | 0.75 |  | 0 | 25000 | Roof_Flat | Medium | #VALUE! | #VALUE! |  | 76 | 1201 | 1.48 | 9.89 | San Ysidro | 100
| SYV Parking 01 | 4330-4558 Camino de la Plaza | San Ysidro, CA 92173 | 92173 | S | 32.546 | -117.0403 | Pkg_Lot | 0.75 |  |  | 0.75 |  | 0 | 75300 | Pkg_Lot | Low | #VALUE! | #VALUE! |  | 76 | 1201 | 1.48 | 9.89 | San Ysidro | 100
| SYV Parking 02 | 4330-4558 Camino de la Plaza | San Ysidro, CA 92173 | 92173 | S | 32.546 | -117.0387 | Pkg_Lot | 0.75 |  |  | 0.75 |  | 0 | 71700 | Pkg_Lot | Low | #VALUE! | #VALUE! |  | 76 | 1201 | 1.48 | 9.89 | San Ysidro | 0
| SYV Parking 03 | 4330-4558 Camino de la Plaza | San Ysidro, CA 92173 | 92173 | S | 32.5451 | -117.037 | Pkg_Lot | 0.75 |  |  | 0.75 |  | 0 | 21600 | Pkg_Lot | Low | #VALUE! | #VALUE! |  | 76 | 1201 | 1.48 | 9.89 | San Ysidro | 0
| Int'l Gateway of Americas | 4211 Camino de la Plaza | San Diego, CA 92173 | 92173 | S | 32.5444 | -117.0406 | Shopping | 1.5 |  | Total | 1.25 |  | 26 |  |  |  | 0 | #VALUE! |  | 76 | 1201 | 1.48 | 9.89 | San Ysidro
| IGA Bldg 01 | 4211 Camino de la Plaza | San Ysidro, CA 92173 | 92173 | S | 32.5434 | -117.0462 | Roof_Flat | 0.75 |  |  | 0.75 |  | 0 | 83000 | Roof_Flat | Medium | #VALUE! | #VALUE! |  | 76 | 1201 | 1.48 | 9.89 | San Ysidro | 0
| IGA Bldg 02 | 4211 Camino de la Plaza | San Ysidro, CA 92173 | 92173 | S | 32.5436 | -117.0444 | Roof_Flat | 0.75 |  |  | 0.75 |  | 0 | 43000 | Roof_Flat | Medium | #VALUE! | #VALUE! |  | 76 | 1201 | 1.48 | 9.89 | San Ysidro | 0
| IGA Bldg 03 | 4211 Camino de la Plaza | San Ysidro, CA 92173 | 92173 | S | 32.5442 | -117.0434 | Roof_Flat | 0.75 |  |  | 0.75 |  | 0 | 32000 | Roof_Flat | Medium | #VALUE! | #VALUE! |  | 76 | 1201 | 1.48 | 9.89 | San Ysidro | 100
| IGA Bldg 04 | 4211 Camino de la Plaza | San Ysidro, CA 92173 | 92173 | S | 32.5437 | -117.0433 | Roof_Flat | 0.75 |  |  | 0.75 |  | 0 | 75000 | Roof_Flat | Medium | #VALUE! | #VALUE! |  | 76 | 1201 | 1.48 | 9.89 | San Ysidro | 100
| IGA Bldg 05 | 4211 Camino de la Plaza | San Ysidro, CA 92173 | 92173 | S | 32.5432 | -117.0433 | Roof_Flat | 0.75 |  |  | 0.75 |  | 0 | 18000 | Roof_Flat | Medium | #VALUE! | #VALUE! |  | 76 | 1201 | 1.48 | 9.89 | San Ysidro | 0
| IGA Bldg 06 | 4211 Camino de la Plaza | San Ysidro, CA 92173 | 92173 | S | 32.5432 | -117.0425 | Roof_Flat | 0.75 |  |  | 0.75 |  | 0 | 12900 | Roof_Flat | Medium | #VALUE! | #VALUE! |  | 76 | 1201 | 1.48 | 9.89 | San Ysidro | 0
| IGA Bldg 07 | 4211 Camino de la Plaza | San Ysidro, CA 92173 | 92173 | S | 32.5438 | -117.042 | Roof_Flat | 0.75 |  |  | 0.75 |  | 0 | 62000 | Roof_Flat | Medium | #VALUE! | #VALUE! |  | 76 | 1201 | 1.48 | 9.89 | San Ysidro | 0
| IGA Bldg 08 | 4211 Camino de la Plaza | San Ysidro, CA 92173 | 92173 | S | 32.5432 | -117.0415 | Roof_Flat | 0.75 |  |  | 0.75 |  | 0 | 29000 | Roof_Flat | Medium | #VALUE! | #VALUE! |  | 76 | 1201 | 1.48 | 9.89 | San Ysidro | 0
| IGA Bldg 09 | 4211 Camino de la Plaza | San Ysidro, CA 92173 | 92173 | S | 32.5438 | -117.0408 | Roof_Flat | 0.75 |  |  | 0.75 |  | 0 | 66500 | Roof_Flat | Medium | #VALUE! | #VALUE! |  | 76 | 1201 | 1.48 | 9.89 | San Ysidro | 0
| IGA Bldg 10 | 4211 Camino de la Plaza | San Ysidro, CA 92173 | 92173 | S | 32.5432 | -117.0398 | Roof_Flat | 0.75 |  |  | 0.75 |  | 0 | 35500 | Roof_Flat | Medium | #VALUE! | #VALUE! |  | 76 | 1201 | 1.48 | 9.89 | San Ysidro | 0
| IGA Bldg 11 | 4211 Camino de la Plaza | San Ysidro, CA 92173 | 92173 | S | 32.5438 | -117.0396 | Roof_Flat | 0.75 |  |  | 0.75 |  | 0 | 59500 | Roof_Flat | Medium | #VALUE! | #VALUE! |  | 76 | 1201 | 1.48 | 9.89 | San Ysidro | 0
| IGA Bldg 12 | 4211 Camino de la Plaza | San Ysidro, CA 92173 | 92173 | S | 32.544 | -117.0385 | Roof_Flat | 0.75 |  |  | 0.75 |  | 0 | 18000 | Roof_Flat | Medium | #VALUE! | #VALUE! |  | 76 | 1201 | 1.48 | 9.89 | San Ysidro | 0
| IGA Bldg 13 | 4211 Camino de la Plaza | San Ysidro, CA 92173 | 92173 | S | 32.544 | -117.0375 | Roof_Flat | 0.75 |  |  | 0.75 |  | 0 | 18500 | Roof_Flat | Medium | #VALUE! | #VALUE! |  | 76 | 1201 | 1.48 | 9.89 | San Ysidro | 0
| IGA Bldg 14 | 4211 Camino de la Plaza | San Ysidro, CA 92173 | 92173 | S | 32.5436 | -117.038 | Roof_Flat | 0.75 |  |  | 0.75 |  | 0 | 29000 | Roof_Flat | Medium | #VALUE! | #VALUE! |  | 76 | 1201 | 1.48 | 9.89 | San Ysidro | 100
| IGA Bldg 15 | 4211 Camino de la Plaza | San Ysidro, CA 92173 | 92173 | S | 32.5432 | -117.038 | Roof_Flat | 0.75 |  |  | 0.75 |  | 0 | 42000 | Roof_Flat | Medium | #VALUE! | #VALUE! |  | 76 | 1201 | 1.48 | 9.89 | San Ysidro | 0
| IGA Bldg 16 | 4211 Camino de la Plaza | San Ysidro, CA 92173 | 92173 | S | 32.5428 | -117.0379 | Roof_Flat | 0.75 |  |  | 0.75 |  | 0 | 22400 | Roof_Flat | Medium | #VALUE! | #VALUE! |  | 76 | 1201 | 1.48 | 9.89 | San Ysidro | 200
| IGA Bldg 17 | 4211 Camino de la Plaza | San Ysidro, CA 92173 | 92173 | S | 32.543 | -117.0387 | Roof_Flat | 0.75 |  |  | 0.75 |  | 0 | 12000 | Roof_Flat | Medium | #VALUE! | #VALUE! |  | 76 | 1201 | 1.48 | 9.89 | San Ysidro | 0
| IGA Parking 01 | 4211 Camino de la Plaza | San Ysidro, CA 92173 | 92173 | S | 32.5439 | -117.0461 | Pkg_Lot | 0.75 |  |  | 0.75 |  | 0 | 63000 | Pkg_Lot | Low | #VALUE! | #VALUE! |  | 76 | 1201 | 1.48 | 9.89 | San Ysidro | 200
| IGA Parking 02 | 4211 Camino de la Plaza | San Ysidro, CA 92173 | 92173 | S | 32.5437 | -117.045 | Pkg_Lot | 0.75 |  |  | 0.75 |  | 0 | 11000 | Pkg_Lot | Low | #VALUE! | #VALUE! |  | 76 | 1201 | 1.48 | 9.89 | San Ysidro | 200
| IGA Parking 03 | 4211 Camino de la Plaza | San Ysidro, CA 92173 | 92173 | S | 32.5448 | -117.0439 | Pkg_Lot | 0.75 |  |  | 0.75 |  | 0 | 128000 | Pkg_Lot | Low | #VALUE! | #VALUE! |  | 76 | 1201 | 1.48 | 9.89 | San Ysidro | 0
| IGA Parking 04 | 4211 Camino de la Plaza | San Ysidro, CA 92173 | 92173 | S | 32.5447 | -117.0415 | Pkg_Lot | 0.75 |  |  | 0.75 |  | 0 | 82000 | Pkg_Lot | Low | #VALUE! | #VALUE! |  | 76 | 1201 | 1.48 | 9.89 | San Ysidro | 50
| IGA Parking 05 | 4211 Camino de la Plaza | San Ysidro, CA 92173 | 92173 | S | 32.5447 | -117.0399 | Pkg_Lot | 0.75 |  |  | 0.75 |  | 0 | 86000 | Pkg_Lot | Low | #VALUE! | #VALUE! |  | 76 | 1201 | 1.48 | 9.89 | San Ysidro | 100
| IGA Parking 06 | 4211 Camino de la Plaza | San Ysidro, CA 92173 | 92173 | S | 32.5447 | -117.0384 | Pkg_Lot | 0.75 |  |  | 0.75 |  | 0 | 47000 | Pkg_Lot | Low | #VALUE! | #VALUE! |  | 76 | 1201 | 1.48 | 9.89 | San Ysidro | 100
| IGA Parking 07 | 4211 Camino de la Plaza | San Ysidro, CA 92173 | 92173 | S | 32.5429 | -117.0415 | Pkg_Lot | 0.75 |  |  | 0.75 |  | 0 | 18500 | Pkg_Lot | Low | #VALUE! | #VALUE! |  | 76 | 1201 | 1.48 | 9.89 | San Ysidro | 100
| IGA Parking 08 | 4211 Camino de la Plaza | San Ysidro, CA 92173 | 92173 | S | 32.5429 | -117.0398 | Pkg_Lot | 0.75 |  |  | 0.75 |  | 0 | 29600 | Pkg_Lot | Low | #VALUE! | #VALUE! |  | 76 | 1201 | 1.48 | 9.89 | San Ysidro | 100
| Border Station Parking | 4570 Camino De La Plaza | San Ysidro, CA 92173 | 92173 | S | 32.5447 | -117.0356 | Pkg_Lot | 1.5 |  | Total | 1.25 |  | 2 | 155000 | Pkg_Lot | Low | #VALUE! | #VALUE! |  | 76 | 1201 | 1.48 | 9.89 | San Ysidro | 0
| Under Construction-Frmr Brdr Stn Pkg | 4570 Camino De La Plaza | San Ysidro, CA 92173 | 92173 | S | 32.5427 | -117.0336 | Info | 0.75 |  |  | 0.75 |  | 0 |  | Info |  | 0 | #VALUE! | Under Construction | 76 | 1201 | 1.48 | 9.89 | San Ysidro | 0
| Warehousing Calle de Linea | 6794 Calle De Linea | San Diego, CA 92154 | 92154 | S | 32.5481 | -116.9945 | Storage | 1.5 |  | Total | 1.25 |  | 4 |  |  |  | 0 | #VALUE! | ICA N/A |  |  |  |  | Missing ICA
| Ceva Freight | 6794 Calle De Linea | San Diego, CA 92154 | 92154 | S | 32.5483 | -116.994 | Roof_Flat | 0.75 |  |  | 0.75 |  | 0 | 47900 | Roof_flat | Medium | #VALUE! | #VALUE! | ICA N/A |  | - |  |  | Missing ICA
| Bread in Motion | 6794 Calle De Linea | San Diego, CA 92154 | 92154 | S | 32.548 | -116.9949 | Roof_Flat | 0.75 |  |  | 0.75 |  | 0 | 29300 | Roof_flat | Medium | #VALUE! | #VALUE! | ICA N/A |  | - |  |  | Missing ICA
| Poly-Ag Corp | 6794 Calle De Linea | San Diego, CA 92154 | 92154 | S | 32.5478 | -116.9961 | Roof_Flat | 0.75 |  |  | 0.75 |  | 0 | 88800 | Roof_flat | Medium | #VALUE! | #VALUE! | ICA N/A |  | - |  |  | Missing ICA
| Innovative Cold Storage Enterprises | 7350 Britannia Ct | San Diego, CA 92154 | 92154 | S | 32.5495 | -116.9828 | Target | 1 | Red |  | 1 |  | 1 |  | Existing |  | 0 | 0 | ICA N/A |  | - |  |  | Missing ICA
| ADESA San Diego | 2175 Cactus Rd | San Diego, CA 92154 | 92154 | S | 32.558 | -116.987 | Storage | 1.5 |  | Total | 1.25 |  | 5 |  |  |  | 0 | #VALUE! |  |  | 533 | 1.35 | 8.99 | Border
| ADESA Pkg 01 | 2175 Cactus Rd | San Diego, CA 92154 | 92154 | S | 32.558 | -116.9878 | Pkg_Lot | 0.75 |  |  | 0.75 |  | 0 | 54900 | Pkg_Lot | Low | #VALUE! | #VALUE! |  |  | 533 | 1.35 | 8.99 | Border | 2000
| ADESA Pkg 02 | 2175 Cactus Rd | San Diego, CA 92154 | 92154 | S | 32.558 | -116.9858 | Pkg_Lot | 0.75 |  |  | 0.75 |  | 0 | 358000 | Pkg_Lot | Low | #VALUE! | #VALUE! |  |  | 533 | 1.35 | 8.99 | Border | 1500
| ADESA Pkg 03 | 2175 Cactus Rd | San Diego, CA 92154 | 92154 | S | 32.5563 | -116.9873 | Pkg_Lot | 0.75 |  |  | 0.75 |  | 0 | 230000 | Pkg_Lot | Low | #VALUE! | #VALUE! |  |  | 533 | 1.35 | 8.99 | Border | 2000
| ADESA Pkg 04 | 2175 Cactus Rd | San Diego, CA 92154 | 92154 | S | 32.5562 | -116.9853 | Pkg_Lot | 0.75 |  |  | 0.75 |  | 0 | 292000 | Pkg_Lot | Low | #VALUE! | #VALUE! |  |  | 533 | 1.35 | 8.99 | Border | 1300
| Insurance Auto Auctions | 2380 Britannia Blvd | San Diego, CA 92154 | 92154 | S | 32.5561 | -116.9805 | Storage | 1.5 |  | Total | 1.25 |  | 5 |  |  |  | 0 | #VALUE! |  |  | 533 | 1.35 | 8.99 | Border
| IAA Parking 01 | 2380 Britannia Blvd | San Diego, CA 92154 | 92154 | S | 32.558 | -116.9831 | Pkg_Lot | 0.75 |  |  | 0.75 |  | 0 | 247400 | Pkg_Lot | Low | #VALUE! | #VALUE! |  |  | 533 | 1.35 | 8.99 | Border | 700
| IAA Parking 02 | 2380 Britannia Blvd | San Diego, CA 92154 | 92154 | S | 32.5579 | -116.9812 | Pkg_Lot | 0.75 |  |  | 0.75 |  | 0 | 235800 | Pkg_Lot | Low | #VALUE! | #VALUE! |  |  | 533 | 1.35 | 8.99 | Border | 200
| IAA Parking 03 | 2380 Britannia Blvd | San Diego, CA 92154 | 92154 | S | 32.5565 | -116.9828 | Pkg_Lot | 0.75 |  |  | 0.75 |  | 0 | 298000 | Pkg_Lot | Low | #VALUE! | #VALUE! |  |  | 533 | 1.35 | 8.99 | Border | 800
| IAA Parking 04 | 2380 Britannia Blvd | San Diego, CA 92154 | 92154 | S | 32.5559 | -116.9818 | Pkg_Lot | 0.75 |  |  | 0.75 |  | 0 | 126000 | Pkg_Lot | Low | #VALUE! | #VALUE! |  |  | 533 | 1.35 | 8.99 | Border | 400
| Britannia Park Place Bldgs | 2345 Britannia Blvd | San Diego, CA 92154 | 92154 | S | 32.5552 | -116.9784 | Storage | 1.5 |  | Total | 1.25 |  | 9 |  |  |  | 0 | #VALUE! |  |  | 533 | 1.35 | 8.99 | Border
| BPP Bldg 01 | 2345 Britannia Blvd | San Diego, CA 92154 | 92154 | S | 32.5562 | -116.9791 | Pkg_Lot | 0.75 |  |  | 0.75 |  | 0 | 103000 | Roof_flat | Low | #VALUE! | #VALUE! |  |  | 533 | 1.35 | 8.99 | Border | 150
| BPP Bldg 02 | 2345 Britannia Blvd | San Diego, CA 92154 | 92154 | S | 32.5562 | -116.9777 | Pkg_Lot | 0.75 |  |  | 0.75 |  | 0 | 99000 | Roof_flat | Low | #VALUE! | #VALUE! |  |  | 533 | 1.35 | 8.99 | Border | 500
| BPP Bldg 03 | 2345 Britannia Blvd | San Diego, CA 92154 | 92154 | S | 32.5565 | -116.9763 | Pkg_Lot | 0.75 |  |  | 0.75 |  | 0 | 45000 | Roof_flat | Low | #VALUE! | #VALUE! |  |  | 533 | 1.35 | 8.99 | Border | 900
| BPP Bldg 04 | 2345 Britannia Blvd | San Diego, CA 92154 | 92154 | S | 32.5546 | -116.9794 | Pkg_Lot | 0.75 |  |  | 0.75 |  | 0 | 21200 | Roof_flat | Low | #VALUE! | #VALUE! |  |  | 533 | 1.35 | 8.99 | Border | 50
| BPP Bldg 05 | 2345 Britannia Blvd | San Diego, CA 92154 | 92154 | S | 32.5547 | -116.9786 | Pkg_Lot | 0.75 |  |  | 0.75 |  | 0 | 27400 | Roof_flat | Low | #VALUE! | #VALUE! |  |  | 533 | 1.35 | 8.99 | Border | 300
| BPP Bldg 06 | 2345 Britannia Blvd | San Diego, CA 92154 | 92154 | S | 32.5547 | -116.9777 | Pkg_Lot | 0.75 |  |  | 0.75 |  | 0 | 32000 | Roof_flat | Low | #VALUE! | #VALUE! |  |  | 533 | 1.35 | 8.99 | Border | 500
| BPP Bldg 07 | 2345 Britannia Blvd | San Diego, CA 92154 | 92154 | S | 32.5539 | -116.979 | Pkg_Lot | 0.75 |  |  | 0.75 |  | 0 | 31500 | Roof_flat | Low | #VALUE! | #VALUE! |  |  | 533 | 1.35 | 8.99 | Border | 100
| BPP Bldg 08 | 2345 Britannia Blvd | San Diego, CA 92154 | 92154 | S | 32.5539 | -116.9778 | Pkg_Lot | 0.75 |  |  | 0.75 |  | 0 | 34000 | Roof_flat | Low | #VALUE! | #VALUE! |  |  | 533 | 1.35 | 8.99 | Border | 400
| Unknown Bldg | 8770 Airway Rd | San Diego, CA 92154 | 92154 | S | 32.5619 | -116.956 | Roof_Flat | 1 |  |  | 1 |  | 1 | 596000 | Roof_Flat | Medium | #VALUE! | #VALUE! |  |  | 533 | 1.35 | 8.99 | Border | 100
| Rod Robertson | 9020 Airway Rd | San Diego, CA 92154 | 92154 | S | 32.5619 | -116.9516 | Storage | 1.5 |  | Total | 1.25 |  | 6 |  |  |  | 0 | #VALUE! |  |  | 533 | 1.35 | 8.99 | Border
| RR Parking 1 | 9020 Airway Rd | San Diego, CA 92154 | 92154 | S | 32.5626 | -116.9525 | Pkg_Lot | 0.75 |  |  | 0.75 |  | 0 | 225800 | Pkg_Lot | Low | #VALUE! | #VALUE! |  |  | 533 | 1.35 | 8.99 | Border | 100
| RR Parking 2 | 9020 Airway Rd | San Diego, CA 92154 | 92154 | S | 32.5625 | -116.9508 | Pkg_Lot | 0.75 |  |  | 0.75 |  | 0 | 167900 | Pkg_Lot | Low | #VALUE! | #VALUE! |  |  | 533 | 1.35 | 8.99 | Border | 650
| RR Parking 3 | 9020 Airway Rd | San Diego, CA 92154 | 92154 | S | 32.5615 | -116.9529 | Pkg_Lot | 0.75 |  |  | 0.75 |  | 0 | 183500 | Pkg_Lot | Low | #VALUE! | #VALUE! |  |  | 533 | 1.35 | 8.99 | Border | 100
| RR Parking 4 | 9020 Airway Rd | San Diego, CA 92154 | 92154 | S | 32.5614 | -116.9516 | Pkg_Lot | 0.75 |  |  | 0.75 |  | 0 | 152600 | Pkg_Lot | Low | #VALUE! | #VALUE! |  |  | 533 | 1.35 | 8.99 | Border | 150
| RR Parking 5 | 9020 Airway Rd | San Diego, CA 92154 | 92154 | S | 32.5611 | -116.9505 | Pkg_Lot | 0.75 |  |  | 0.75 |  | 0 | 65900 | Pkg_Lot | Low | #VALUE! | #VALUE! |  |  | 533 | 1.35 | 8.99 | Border | 150
| Copart - San Diego | 7847 Airway Rd | San Diego, CA 92154 | 92154 | S | 32.5596 | -116.9726 | Storage | 1.5 |  | Total | 1.25 |  | 5 |  |  |  | 0 | #VALUE! |  |  | 533 | 1.35 | 8.99 | Border
| Copart Parking 01 | 7847 Airway Rd | San Diego, CA 92154 | 92154 | S | 32.5601 | -116.9727 | Pkg_Lot | 0.75 |  |  | 0.75 |  | 0 | 33600 | Pkg_Lot | Low | #VALUE! | #VALUE! |  |  | 533 | 1.35 | 8.99 | Border | 100
| Copart Parking 02 | 7847 Airway Rd | San Diego, CA 92154 | 92154 | S | 32.5601 | -116.9717 | Pkg_Lot | 0.75 |  |  | 0.75 |  | 0 | 36400 | Pkg_Lot | Low | #VALUE! | #VALUE! |  |  | 533 | 1.35 | 8.99 | Border | 100
| Copart Parking 03 | 7847 Airway Rd | San Diego, CA 92154 | 92154 | S | 32.5567 | -116.9721 | Pkg_Lot | 0.75 |  |  | 0.75 |  | 0 | 987000 | Pkg_Lot | Low | #VALUE! | #VALUE! |  |  | 533 | 1.35 | 8.99 | Border | 200
| Copart Parking 04 | 7847 Airway Rd | San Diego, CA 92154 | 92154 | S | 32.5561 | -116.9704 | Pkg_Lot | 0.75 |  |  | 0.75 |  | 0 | 602000 | Pkg_Lot | Low | #VALUE! | #VALUE! |  |  | 533 | 1.35 | 8.99 | Border | 200
| Chipman Relocation &amp; Logistics | 1320 Air Wing Rd | San Diego, CA 92154 | 92154 | S | 32.5731 | -116.9569 | Biz | 1.5 |  | Total | 1.25 |  | 3 |  |  |  | 0 | #VALUE! |  |  | 534 | 1.03 | 6.87 | Border
| Chipman Bldg 01 | 1320 Air Wing Rd | San Diego, CA 92154 | 92154 | S | 32.5723 | -116.9568 | Pkg_Lot | 0.75 |  |  | 0.75 |  | 0 | 148300 | Roof_Flat | Medium | #VALUE! | #VALUE! |  |  | 534 | 1.03 | 6.87 | Border | 850
| Chipman Bldg 02 | 1320 Air Wing Rd | San Diego, CA 92154 | 92154 | S | 32.574 | -116.9567 | Pkg_Lot | 0.75 |  |  | 0.75 |  | 0 | 172600 | Roof_Flat | Medium | #VALUE! | #VALUE! |  |  | 534 | 1.03 | 6.87 | Border | 850
| Whalen Furniture Mfg | 1578 Air Wing Rd | San Diego, CA 92154 | 92154 | S | 32.569 | -116.9569 | Biz | 1.5 |  | Total | 1.25 |  | 3 |  |  |  | 0 | #VALUE! |  |  | 534 | 1.03 | 6.87 | Border
| Whalen Bldg 01 | 1578 Air Wing Rd | San Diego, CA 92154 | 92154 | S | 32.5685 | -116.957 | Roof_Flat | 0.75 |  |  | 0.75 |  | 0 | 98300 | Roof_Flat | Medium | #VALUE! | #VALUE! |  |  | 534 | 1.03 | 6.87 | Border | 750
| Whalen Bldg 02 | 1578 Air Wing Rd | San Diego, CA 92154 | 92154 | S | 32.5696 | -116.9569 | Roof_Flat | 0.75 |  |  | 0.75 |  | 0 | 115300 | Roof_Flat | Medium | #VALUE! | #VALUE! |  |  | 534 | 1.03 | 6.87 | Border | 750
| Cross Border Express | 2745 Otay Pacific Drive | San Diego, CA 92154 | 92154 | S | 32.5487 | -116.9742 | Biz | 1.5 |  | Total | 1.25 |  | 6 |  |  |  | 0 | #VALUE! |  |  | 533 | 1.35 | 8.99 | Border
| Cross Border 3 rooftops | 2745 Otay Pacific Drive | San Diego, CA 92154 | 92154 | S | 32.5483 | -116.9745 | Roof_Flat | 0.75 |  |  | 0.75 |  | 0 | 26400 | Roof_Flat | High | #VALUE! | #VALUE! |  |  | 533 | 1.35 | 8.99 | Border | 1000
| Cross Border Pkg 1 | 2745 Otay Pacific Drive | San Diego, CA 92154 | 92154 | S | 32.5491 | -116.9735 | Pkg_Lot | 0.75 |  |  | 0.75 |  | 0 | 200000 | Pkg_Lot | High | #VALUE! | #VALUE! |  |  | 533 | 1.35 | 8.99 | Border | 1000
| Cross Border Pkg 2 | 2745 Otay Pacific Drive | San Diego, CA 92154 | 92154 | S | 32.5478 | -116.9736 | Pkg_Lot | 0.75 |  |  | 0.75 |  | 0 | 54000 | Pkg_Lot | High | #VALUE! | #VALUE! |  |  | 533 | 1.35 | 8.99 | Border | 1000
| Cross Border Pkg 3 | 2745 Otay Pacific Drive | San Diego, CA 92154 | 92154 | S | 32.5496 | -116.9727 | Pkg_Lot | 0.75 |  |  | 0.75 |  | 0 | 57000 | Pkg_Lot | High | #VALUE! | #VALUE! |  |  | 533 | 1.35 | 8.99 | Border | 1000
| Cross Border Pkg 4 | 2745 Otay Pacific Drive | San Diego, CA 92154 | 92154 | S | 32.5486 | -116.9716 | Pkg_Lot | 0.75 |  |  | 0.75 |  | 0 | 175000 | Pkg_Lot | High | #VALUE! | #VALUE! |  |  | 533 | 1.35 | 8.99 | Border | 1000
| FedEx Trade Networks | 8409 Kerns St | San Diego, CA 92154 | 92154 | S | 32.5498 | -116.9611 | Roof_Flat | 1 |  |  | 1 |  | 1 | 255000 | Roof_Flat | High | #VALUE! | #VALUE! |  |  | 1160 | 1.46 | 9.76 | Border | 50
| Nassco | 8511 Kerns St | San Diego, CA 92154 | 92154 | S | 32.5498 | -116.9592 | Roof_Flat | 1 |  |  | 1 |  | 1 | 222000 | Roof_Flat | High | #VALUE! | #VALUE! |  |  | 1160 | 1.46 | 9.76 | Border | 50
| Johnson Storage &amp; Moving | 8709 Kerns St | San Diego, CA 92154 | 92154 | S | 32.55 | -116.9559 | Storage | 1.5 |  | Total | 1.25 |  | 3 |  |  |  | 0 | #VALUE! |  |  | 1160 | 1.46 | 9.76 | Border
| JSM Bldg 01 | 8709 Kerns St | San Diego, CA 92154 | 92154 | S | 32.5501 | -116.9553 | Roof_Flat | 0.75 |  |  | 0.75 |  | 0 | 58000 | Roof_Flat | High | #VALUE! | #VALUE! |  |  | 1160 | 1.46 | 9.76 | Border | 100
| JSM Bldg 02 | 8709 Kerns St | San Diego, CA 92154 | 92154 | S | 32.5499 | -116.9568 | Roof_Flat | 0.75 |  |  | 0.75 |  | 0 | 184700 | Roof_Flat | High | #VALUE! | #VALUE! |  |  | 1160 | 1.46 | 9.76 | Border | 100
| Otay Mesa Sales | 8851 Kerns St | San Diego, CA 92154 | 92154 | S | 32.5502 | -116.9528 | Roof_Flat | 1 |  |  | 1 |  | 1 | 108000 | Roof_Flat | High | #VALUE! | #VALUE! |  |  | 1160 | 1.46 | 9.76 | Border | 150
| Mad Engine DC | 8917 Kerns St | San Diego, CA 92154 | 92154 | S | 32.5502 | -116.9506 | Roof_Flat | 1 |  |  | 1 |  | 1 | 97300 | Roof_Flat | High | #VALUE! | #VALUE! |  |  | 1160 | 1.46 | 9.76 | Border | 0
| Bose | 2660 Sarnen St | San Diego, CA 92154 | 92154 | S | 32.552 | -116.9527 | Roof_Flat | 1 |  |  | 1 |  | 1 | 106000 | Roof_Flat | High | #VALUE! | #VALUE! |  |  | 1160 | 1.46 | 9.76 | Border | 100
| Imperial Toy | 9043 Siempre Viva Rd | San Diego, CA 92154 | 92154 | S | 32.5519 | -116.951 | Roof_Flat | 1 |  |  | 1 |  | 1 | 254500 | Roof_Flat | High | #VALUE! | #VALUE! |  |  | 1160 | 1.46 | 9.76 | Border | 200
| Customhouse Plaza | Siempre Viva Rd &amp; Drucker Ln | San Diego, CA 92154 | 92154 | S | 32.5521 | -116.9473 | Storage | 1.5 |  | Total | 1.25 |  | 5 |  |  |  | 0 | #VALUE! |  |  | 1160 | 1.46 | 9.76 | Border
| OMG Logistics | Siempre Viva Rd &amp; Drucker Ln | San Diego, CA 92154 | 92154 | S | 32.5516 | -116.9474 | Roof_Flat | 0.75 |  |  | 0.75 |  | 0 | 276400 | Roof_Flat | High | #VALUE! | #VALUE! |  |  | 1160 | 1.46 | 9.76 | Border | 0
| Customhouse Plaza Bldg 2 | Siempre Viva Rd &amp; Drucker Ln | San Diego, CA 92154 | 92154 | S | 32.5526 | -116.9485 | Roof_Flat | 0.75 |  |  | 0.75 |  | 0 | 20000 | Roof_Flat | High | #VALUE! | #VALUE! |  |  | 1160 | 1.46 | 9.76 | Border | 100
| Otay Mesa Coc | Siempre Viva Rd &amp; Drucker Ln | San Diego, CA 92154 | 92154 | S | 32.5525 | -116.9473 | Roof_Flat | 0.75 |  |  | 0.75 |  | 0 | 20000 | Roof_Flat | High | #VALUE! | #VALUE! |  |  | 1160 | 1.46 | 9.76 | Border | 100
| PM Packaging | Siempre Viva Rd &amp; Drucker Ln | San Diego, CA 92154 | 92154 | S | 32.5525 | -116.946 | Roof_Flat | 0.75 |  |  | 0.75 |  | 0 | 18400 | Roof_Flat | High | #VALUE! | #VALUE! |  |  | 1160 | 1.46 | 9.76 | Border | 100
| Customhouse Ct | Customhouse Ct-Customhouse Plaza | San Diego, CA 92154 | 92154 | S | 32.551 | -116.9432 | Storage | 1.5 |  | Total | 1.25 |  | 6 |  |  |  | 0 | #VALUE! |  |  | 535 | 1.41 | 9.4 | Border
| Customhouse Ct Bldg 01 | Customhouse Ct-Customhouse Plaza | San Diego, CA 92154 | 92154 | S | 32.5513 | -116.9443 | Roof_Flat | 0.75 |  |  | 0.75 |  | 0 | 23000 | Roof_Flat | Medium | #VALUE! | #VALUE! |  |  | 535 | 1.41 | 9.4 | Border | 150
| Customhouse Ct Bldg 02 | Customhouse Ct-Customhouse Plaza | San Diego, CA 92154 | 92154 | S | 32.5513 | -116.9428 | Roof_Flat | 0.75 |  |  | 0.75 |  | 0 | 12000 | Roof_Flat | Medium | #VALUE! | #VALUE! |  |  | 535 | 1.41 | 9.4 | Border | 150
| Customhouse Ct Bldg 03 | Customhouse Ct-Customhouse Plaza | San Diego, CA 92154 | 92154 | S | 32.5513 | -116.9416 | Roof_Flat | 0.75 |  |  | 0.75 |  | 0 | 10000 | Roof_Flat | Medium | #VALUE! | #VALUE! |  |  | 535 | 1.41 | 9.4 | Border | 150
| Customhouse Ct Bldg 04 | Customhouse Ct-Customhouse Plaza | San Diego, CA 92154 | 92154 | S | 32.5505 | -116.9442 | Roof_Flat | 0.75 |  |  | 0.75 |  | 0 | 103000 | Roof_Flat | High | #VALUE! | #VALUE! |  |  | 535 | 1.41 | 9.4 | Border | 50
| Customhouse Ct Bldg 05 | Customhouse Ct-Customhouse Plaza | San Diego, CA 92154 | 92154 | S | 32.5506 | -116.9421 | Roof_Flat | 0.75 |  |  | 0.75 |  | 0 | 98700 | Roof_Flat | High | #VALUE! | #VALUE! |  |  | 535 | 1.41 | 9.4 | Border | 50
| Border Patrol | 9495 Customhouse Plaza | San Diego, CA 92154 | 92154 | S | 32.5511 | -116.94 | Target | 1 | Red |  | 1 |  | 1 |  | Existing |  | 0 | 0
| Next to Panasonic | 2001 Sanyo Ave | San Diego, CA 92154 | 92154 | S | 32.5628 | -116.9383 | Roof_Flat | 1 |  |  | 1 |  | 1 | 281000 | Roof_Flat | High | #VALUE! | #VALUE! | 536 has neg PV capacity |  | 535 | 1.41 | 9.4 | Border | 200
| Mission Imprintables | Dornoch Ct | San Diego, CA 92154 | 92154 | S | 32.5652 | -116.9375 | Roof_Flat | 1 |  |  | 1 |  | 1 | 194000 | Roof_Flat | High | #VALUE! | #VALUE! | 536 has neg PV capacity |  | 535 | 1.41 | 9.4 | Border | 800
| Pino's Produce | 1710 Dornoch Ct | San Diego, CA 92154 | 92154 | S | 32.5671 | -116.9396 | Target | 1 | Red |  | 1 |  | 1 |  | Existing |  | 0 | 0
| Mor Furniture for Less | 7757 St Andrews Ave | San Diego, CA 92154 | 92154 | S | 32.5652 | -116.9741 | Roof_Flat | 1 |  |  | 1 |  | 1 | 172000 | Roof_Flat | High | #VALUE! | #VALUE! |  |  | 534 | 1.03 | 6.87 | Border | 250
| Fabricas de Calzado Andrea | 7603 St Andrews Ave | San Diego, CA 92154 | 92154 | S | 32.5663 | -116.9786 | Roof_Flat | 1 |  |  | 1 |  | 1 | 174000 | Roof_Flat | High | #VALUE! | #VALUE! |  |  | 534 | 1.03 | 6.87 | Border | 200
| San Diego Auto Wrecking | 951-C Heritage Rd | San Diego, CA 92154 | 92154 | S | 32.5771 | -116.9941 | Pkg_Lot | 1 |  |  | 1 |  | 1 | 150000 | Pkg_Lot | Medium | #VALUE! | #VALUE! | ICA N/A |  | - |  |  | Missing ICA
| Ocean View Hills Corp Ctr | 1425 Corporate Center Dr | San Diego, CA 92154 | 92154 | S | 32.5729 | -117.0034 | Biz | 1.5 |  | Total | 1.25 |  | 11 |  |  |  | 0 | #VALUE! | ICA N/A |  | - |  |  | Missing ICA
| Artissimo Design | 1425 Corporate Center Dr | San Diego, CA 92154 | 92154 | S | 32.5749 | -117.0048 | Roof_Flat | 0.75 |  |  | 0.75 |  | 0 | 137000 | Roof_Flat | High | #VALUE! | #VALUE! | ICA N/A |  | - |  |  | Missing ICA
| Unknown Bldg | 1425 Corporate Center Dr | San Diego, CA 92154 | 92154 | S | 32.5737 | -117.0047 | Roof_Flat | 0.75 |  |  | 0.75 |  | 0 | 162000 | Roof_Flat | High | #VALUE! | #VALUE! | ICA N/A |  | - |  |  | Missing ICA
| Plantronics | 1425 Corporate Center Dr | San Diego, CA 92154 | 92154 | S | 32.5743 | -117.0064 | Roof_Flat | 0.75 |  |  | 0.75 |  | 0 | 95000 | Roof_Flat | High | #VALUE! | #VALUE! | ICA N/A |  | - |  |  | Missing ICA
| San Diego Cheer Elite | 1425 Corporate Center Dr | San Diego, CA 92154 | 92154 | S | 32.5748 | -117.0028 | Roof_Flat | 0.75 |  |  | 0.75 |  | 0 | 55200 | Roof_Flat | Medium | #VALUE! | #VALUE! | ICA N/A |  | - |  |  | Missing ICA
| East of SD Cheer | 1425 Corporate Center Dr | San Diego, CA 92154 | 92154 | S | 32.5748 | -117.0018 | Roof_Flat | 0.75 |  |  | 0.75 |  | 0 | 61900 | Roof_Flat | Medium | #VALUE! | #VALUE! | ICA N/A |  | - |  |  | Missing ICA
| South of SD Cheer | 1425 Corporate Center Dr | San Diego, CA 92154 | 92154 | S | 32.5736 | -117.0023 | Roof_Flat | 0.75 |  |  | 0.75 |  | 0 | 84300 | Roof_Flat | Medium | #VALUE! | #VALUE! | ICA N/A |  | - |  |  | Missing ICA
| FedEx Ship Center | 1425 Corporate Center Dr | San Diego, CA 92154 | 92154 | S | 32.5723 | -117.0039 | Roof_Flat | 0.75 |  |  | 0.75 |  | 0 | 82400 | Roof_Flat | Medium | #VALUE! | #VALUE! | ICA N/A |  | - |  |  | Missing ICA
| Global Plastics Sheeting | 1425 Corporate Center Dr | San Diego, CA 92154 | 92154 | S | 32.5716 | -117.0039 | Roof_Flat | 0.75 |  |  | 0.75 |  | 0 | 84800 | Roof_Flat | Medium | #VALUE! | #VALUE! | ICA N/A |  | - |  |  | Missing ICA
| Zebra Technologies | 1425 Corporate Center Dr | San Diego, CA 92154 | 92154 | S | 32.572 | -117.002 | Roof_Flat | 0.75 |  |  | 0.75 |  | 0 | 92900 | Roof_Flat | Medium | #VALUE! | #VALUE! | ICA N/A |  | - |  |  | Missing ICA
| Trepco West | 1425 Corporate Center Dr | San Diego, CA 92154 | 92154 | S | 32.5701 | -117.0045 | Roof_Flat | 0.75 |  |  | 0.75 |  | 0 | 126000 | Roof_Flat | Medium | #VALUE! | #VALUE! | ICA N/A |  | - |  |  | Missing ICA
ZZZ-END | ZZZ-END | ZZZ-END | ZZZ-END | ZZZ-END | ZZZ-END | ZZZ-END | ZZZ-END | ZZZ-END | 1.5 | ZZZ-END | ZZZ-END | 1.25 | ZZZ-END | ZZZ-END | ZZZ-END | ZZZ-END | ZZZ-END | ZZZ-END | ZZZ-END | ZZZ-END | ZZZ-END | ZZZ-END | ZZZ-END | ZZZ-END | ZZZ-END | ZZZ-END
|  |  |  | Min |  | 32.5427 | -117.2564 | [9 empty] | Sums | #VALUE! | #VALUE!
|  |  |  | Avg |  | 32.7972 | -117.1243 | [9 empty] | Diff Error | #VALUE!
|  |  |  | Max |  | 33.0225 | -116.9375
|  |  |  | Count of blank map symbols |  |  |  | 4
Note on B2: Bob O' Hagan: Where an easy description for the structure or property is available e.g. from Google Maps, it was used. "Unknown_xxx...x" was used to create unique IDs. APNs are no longer available in Google-Earth.
Note on C2: Bob O' Hagan: The same address is used for all structures in a Cluster as a flag for grouping. Examples are shopping centers and business parks.
Note on K2: Bob O'Hagan: Use Color Name from Colors tabsheet
Note on O2: Bob O' Hagan: Flag used to identify first row of a new address to hold that address's total PV potential. It shows # rows with that street address.
Note on P2: Bob O' Hagan: Normally is the corner-corner area of a roof. Obvious keepouts are avoided. For parking garages, it is corner to corner. For parking lots, it is only contiguous areas of double row parking.
Note on Q2: Bob O' Hagan: The structure type is used for kml symbol and for power density lookup
Note on R2: Bob O' Hagan: Subjective rating of estimated power density potential. Criteria reviewwed with solar developers. Is also part of the power density lookup.
Note on S2: Bob O' Hagan: Estimated AC W potential for this structure.
Note on T2: Bob O' Hagan: Total estimated PV AC W potential at this address.
Note on W2: Bob O' Hagan: Closest apparent feeder ckt. Subjective view.
Note on AA2: Bob O' Hagan: Distance in ft from closest apparent point on feeder to some reasonable inside the structure. Only used for estimating impact on interconnection costs. Has no basis in physical reality since we have no idea where service transformers are located.

## Definitions
Data definitions used on this page allow dynamic resizing of vectors used in summary calculations. Formulas for range names are used in Name manager.
Please do not play with these. The spreadsheet formulas depend upon correct execution of these dynamically named ranges
Data_Row_Bgn | 1 | Offset from $B$2 after adding explanatory row to Data |  |  | DC_AC_Text: | AC
Num_Data_Row | 882 | MATCH("ZZZ-END",Data!B:B,0)-3 |  |  | DC_AC_Num: | 0
Sym_Scl_Min | 0.5 | Min non-zero value for Symbol scale value
Sym_Scl_Max | 2 | Max value for Symbol scale value
Label_Scl_Min | 0.5 | Min non-zero value for Label scale value
Label_Scl_Max | 2 | Max value for Label scale value
MapRectLatiMax | 33.2 | Used for cond fmt error checking
MapRectLatiMin | 32.5
MapRectLongiMax | -116.7
MapRectLongiMin | -117.3
Sym_Scl_Aggr_Parent | 1.5 | Used for altering icons and text in kml map display to exaggerate size of aggregate icon parent and diminish size of aggregate children
Sym_Scl_Aggr_Child | 0.75
Sym_Scl_Normal | 1
Label_Scl_Aggr_Parent | 1.25
Label_Scl_Aggr_Child | 0.75
Label_Scl_Normal | 1
Col Label | Col_Indx | Col_Indx_Name | Array Def | Array Test Bgn Val | Array Test End Val
Site_Desc | 1 | Site_Desc_Col | Pharma_Medical Pkg Garage | Pharma_Medical Pkg Garage | Trepco West
Address | 2 | Address_Col | 3611-3811 Valley Centre Dr | 3611-3811 Valley Centre Dr | 1425 Corporate Center Dr
City_ZIP | 3 | City_ZIP_Col | San Diego, CA 92130 | San Diego, CA 92130 | San Diego, CA 92154
ZIP_5 | 4 | ZIP_5_Col | 92130 | 92130 | 92154
Lati | 6 | Lati_Col | 32.9371 | 32.9371 | 32.5701
Longi | 7 | Longi_Col | -117.2344 | -117.2344 | -117.0045
Map_Sym | 8 | Map_Sym_Col | Pkg_Garage | Pkg_Garage | Roof_Flat
Sym_Scl | 9 | Sym_Scl_Col | 1 | 1 | 0.75
Sym_Clr | 10 | Sym_Clr_Col | 0 | 0 | 0
Label_Text | 11 | Label_Text_Col
Label_Scl | 12 | Label_Scl_Col | 1 | 1 | 0.75
Label_Clr | 13 | Label_Clr_Col | 0 | 0 | 0
Site_Seq | 14 | Site_Seq_Col | 1 | 1 | 0
Area_ft2 | 15 | Area_ft2_Col | 157000 | 157000 | 126000
PV_Type | 16 | PV_Type_Col | Pkg_Garage | Pkg_Garage | Roof_Flat
PV_Rating | 17 | PV_Rating_Col | High | High | Medium
Struc_W | 18 | Struc_W_Col | #VALUE! | #VALUE! | #VALUE!
Site_Sum_W | 19 | Site_Sum_W_Col | #VALUE! | #VALUE! | #VALUE!
Comments | 20 | Comments_Col | 0 | 0 | ICA N/A
CES3Pctl | 21 | CES3Pct_Col | 0 | 0 | 0
Ckt1_ID | 22 | Ckt1_ID_Col | 831 | 831 | -
Ckt1_ft | 26 | Ckt1_ft_Col | 0 | 0 | 0
Ckt1_Cap_Avail | 23 | Ckt1_Cap_Avail_Col | 1.33 | 1.33 | 0
Ckt2_ID | #N/A | Ckt2_ID_Col | #N/A | #N/A | #N/A
Ckt2_ft | #N/A | Ckt2_ft_Col | #N/A | #N/A | #N/A
Ckt2_Cap_Avail | 24 | Ckt2_Cap_Avail_Col | 8.88 | 8.88 | 0
Zone_ID | 25 | Zone_ID_Col | North City West | North City West | Missing ICA
Note on B24: Bob O' Hagan: Have to subtract 1 due to shift in anchor point (from $A$1 to $B$2 when additional row & column were added to Data table for documenting table row 1 & col A purposes.

## Ratings
PV_Type | AC Watts per sqft |  | PAEC |  | DC Watts per sqft
Rating | High | Medium | Low | kml_text | High2 | Medium2 | Low2
Brown_Fld | 7 | 6 | 5 | Brown Field | 8 | 7 | 6
Edu | 0 | 0 | 0 | Education | 0 | 0 | 0
Pkg_Garage | 7 | 6 | 5 | Parking Garage | 8 | 7 | 6
Pkg_Lot | 7 | 5 | 5 | Parking Lot | 8 | 6 | 6
Roof_Flat | 7 | 6 | 5 | Flat Roof | 8 | 7 | 6
Roof_Angled | 7 | 6 | 5 | Gable Roof | 8 | 7 | 6
Info | 0 | 0 | 0 | Info | 0 | 0 | 0
Question | 0 | 0 | 0 | Question | 0 | 0 | 0
Shopping | 0 | 0 | 0 | Shopping Center | 0 | 0 | 0
TBD | 0 | 0 | 0 | To Be Determined | 0 | 0 | 0
Water | 7 | 6 | 5 | Water | 8 | 7 | 6
ZZZ-End | 0 | 0 | 0 | [end marker] | 0 | 0 | 0
These values are used for the power density calculations.
The entry is selected by indexing both the PV_Type and the High-Medium_Low rating.
kml_text is used for making the icon description text
The following table determines the icon symbol used in creating the kml file by structure label.
Icon_URL_tbl | Description | Shape Used | URL |  |  |  |  | PNG on CC website | SVG on G-Drive | PNG on G-Drive | G-Earth starting set
not used | n/a | shapes_campground | http://maps.google.com/mapfiles/kml/shapes/campground.png | [7 empty] | http://maps.google.com/mapfiles/kml/shapes/campground.png
Airport | Airport | shapes_airport | http://maps.google.com/mapfiles/kml/shapes/airports.png | [7 empty] | http://maps.google.com/mapfiles/kml/shapes/airports.png
Apartments | Apartments | shapes_lodging | http://maps.google.com/mapfiles/kml/shapes/lodging.png |  |  |  |  | http://www.clean-coalition.org/site/wp-content/uploads/2017/02/apartment-building-by-Claire-Jones.png | https://drive.google.com/open?id=0B3q_lss4DPsxNUU2WTRta2JXNnc | https://drive.google.com/open?id=0B3q_lss4DPsxeVJHNWJCX2VsU2s | http://maps.google.com/mapfiles/kml/shapes/lodging.png
Biz | Business Center | shapes_dollar | http://maps.google.com/mapfiles/kml/shapes/dollar.png | [5 empty] | https://drive.google.com/open?id=0B3q_lss4DPsxdHhDYXhJaExRRGc | https://drive.google.com/open?id=0B3q_lss4DPsxVFVRS0lFeUgyeEk | http://maps.google.com/mapfiles/kml/shapes/dollar.png
Brown_Fld | Brown Field | shapes_picnic | http://www.clean-coalition.org/site/wp-content/uploads/2017/07/grass.png | [7 empty] | http://maps.google.com/mapfiles/kml/shapes/sunny.png
Bus | Public Transport | shapes_bus | http://maps.google.com/mapfiles/kml/shapes/bus.png | [5 empty] | https://drive.google.com/open?id=0B3q_lss4DPsxYVlWR21LV2p3a2M | https://drive.google.com/open?id=0B3q_lss4DPsxUXB1TlBhNEpoMWs | http://maps.google.com/mapfiles/kml/shapes/bus.png
Edu | Education | shapes_ranger_station | http://maps.google.com/mapfiles/kml/shapes/ranger_station.png | [5 empty] | https://drive.google.com/open?id=0B3q_lss4DPsxamY0aVZVeVp4RHM | https://drive.google.com/open?id=0B3q_lss4DPsxU0Y5ekt4N0Q0M3M | http://maps.google.com/mapfiles/kml/shapes/ranger_station.png
Existing | Existing | shapes_info_shaded | http://maps.google.com/mapfiles/kml/shapes/info.png | [5 empty] | https://drive.google.com/open?id=0B3q_lss4DPsxRFZ1eUFhZHo5VE0 | https://drive.google.com/open?id=0B3q_lss4DPsxcnFFLTlHbXJTa2s | http://maps.google.com/mapfiles/kml/shapes/info.png
Fire_Stn | Fire Station | shapes_fire_stn | http://maps.google.com/mapfiles/kml/shapes/firedept.png | [7 empty] | http://maps.google.com/mapfiles/kml/shapes/firedept.png
Golf | Golf | shapes_golf | http://maps.google.com/mapfiles/kml/shapes/golf.png | [7 empty] | http://maps.google.com/mapfiles/kml/shapes/golf.png
Government | Flag | shapes_flag | http://maps.google.com/mapfiles/kml/shapes/flag.png | [7 empty] | http://maps.google.com/mapfiles/kml/shapes/flag.png
Hospital | Hospital | shapes_hospital | http://maps.google.com/mapfiles/kml/shapes/hospitals.png | [5 empty] | https://drive.google.com/open?id=0B3q_lss4DPsxZWFZUlk3aFpWM28 | https://drive.google.com/open?id=0B3q_lss4DPsxeFpkUGU3R2lSNk0 | http://maps.google.com/mapfiles/kml/shapes/hospitals.png
Info | Info | shapes_info_shaded | http://maps.google.com/mapfiles/kml/shapes/info.png | [7 empty] | http://maps.google.com/mapfiles/kml/shapes/info.png
Pkg_Garage | Parking Garage | shapes_sunny | http://www.clean-coalition.org/site/wp-content/uploads/2017/02/parking-icon.gif | [5 empty] | https://drive.google.com/open?id=0B3q_lss4DPsxR2dZTEVpandKRkE | https://drive.google.com/open?id=0B3q_lss4DPsxMVJsQk1DOUVST28 | http://maps.google.com/mapfiles/kml/shapes/parking_lot.png
Pkg_Lot | Parking Lot | shapes_sunny | http://www.clean-coalition.org/site/wp-content/uploads/2017/02/parking-icon.gif | [5 empty] | https://drive.google.com/open?id=0B3q_lss4DPsxNTcxYzFFQ0FPZm8 | https://drive.google.com/open?id=0B3q_lss4DPsxOUZMVWw0a2JWZWc | http://maps.google.com/mapfiles/kml/shapes/parking_lot.png
Pkg_Lot_Example | Example | shapes_info_shaded | http://maps.google.com/mapfiles/kml/shapes/info.png | [7 empty] | http://maps.google.com/mapfiles/kml/shapes/info.png
Pump_Stn | Pumping Station | shapes_water | http://maps.google.com/mapfiles/kml/shapes/water.png | [7 empty] | http://maps.google.com/mapfiles/kml/shapes/water.png
Pwr_Stn | Power Station | shapes_earthquake | http://maps.google.com/mapfiles/kml/shapes/earthquake.png | [7 empty] | http://maps.google.com/mapfiles/kml/shapes/earthquake.png
Question | Question | shapes_question | http://maps.google.com/mapfiles/kml/shapes/info_circle.png | [7 empty] | http://maps.google.com/mapfiles/kml/shapes/info_circle.png
Roof_Angled | Gable Roof | shapes_home_garden_biz | http://maps.google.com/mapfiles/kml/shapes/homegardenbusiness.png | [5 empty] | https://drive.google.com/open?id=0B3q_lss4DPsxdVotS1N1STBXaDQ | https://drive.google.com/open?id=0B3q_lss4DPsxNUJJN2F2UzdPZUU | http://maps.google.com/mapfiles/kml/shapes/homegardenbusiness.png
Roof_Flat | Flat Roof | shapes_sunny | http://maps.google.com/mapfiles/kml/shapes/sunny.png | [5 empty] | https://drive.google.com/open?id=0B3q_lss4DPsxdktaUHBZd2pZN2c | https://drive.google.com/open?id=0B3q_lss4DPsxWXFGUlZYOUpsd28 | http://maps.google.com/mapfiles/kml/shapes/sunny.png
Roof_Example | Example | shapes_info_shaded | http://maps.google.com/mapfiles/kml/shapes/info.png | [7 empty] | http://maps.google.com/mapfiles/kml/shapes/info.png
Shopping | Shopping Center | shapes_shopping | http://maps.google.com/mapfiles/kml/shapes/shopping.png | [5 empty] | https://drive.google.com/open?id=0B3q_lss4DPsxLUM0bmFHVWRYRVE | https://drive.google.com/open?id=0B3q_lss4DPsxdlhHd1dYTERQMUE | http://maps.google.com/mapfiles/kml/shapes/shopping.png
Storage | Storage Units | shapes_square | http://maps.google.com/mapfiles/kml/shapes/square.png | [5 empty] | https://drive.google.com/open?id=0B3q_lss4DPsxZ0diQkIyZ0d2TVE | https://drive.google.com/open?id=0B3q_lss4DPsxenlGQ2JyZlotSnc | http://maps.google.com/mapfiles/kml/shapes/square.png
Sunny | Sunny | shapes_sunny | http://maps.google.com/mapfiles/kml/shapes/sunny.png | [7 empty] | http://maps.google.com/mapfiles/kml/shapes/sunny.png
Target | Target | shapes_target | http://maps.google.com/mapfiles/kml/shapes/target.png | [7 empty] | http://maps.google.com/mapfiles/kml/shapes/target.png
TBD | To Be Determined | shapes_question | http://maps.google.com/mapfiles/kml/shapes/info_circle.png | [7 empty] | http://maps.google.com/mapfiles/kml/shapes/info_circle.png
Train | Train Station | shapes_rail | http://maps.google.com/mapfiles/kml/shapes/rail.png | [7 empty] | http://maps.google.com/mapfiles/kml/shapes/rail.png
Truck | Truck | shapes_truck | http://maps.google.com/mapfiles/kml/shapes/truck.png | [7 empty] | http://maps.google.com/mapfiles/kml/shapes/truck.png
Venue | Entertainment | shapes_star | http://maps.google.com/mapfiles/kml/shapes/star.png
Water | Water | shapes_water | http://maps.google.com/mapfiles/kml/shapes/water.png
ZZZZ

## Publication_Steps
1) Keep or Remove tabsheets
| Guide | ? | If kept, remove references to sections not used in this contract
Update any new tabsheets added for this survey
| Legend Notes | ? | Put as a table in Guide?
PV_Summary
ICA_Summary
| Data | Ensure all "&" changed to "&amp;" to clear GE loading errors due to "&" in desc
Clear out comments in col A
Rearrange columns as needed
Remove columns as needed
Remove Sunroof columns
Hide ICA columns
Hide checking row formulas below database
<1MW
| Temp_City | Leave it. Used for Top 5 calcs by ZIP and city
Temp_Site
kml_PV_Plcmks
| Definitions | Remove unused/NA# items
Ratings
Data_Sources
Revs
City List
Colors
G-Earth_Icons
Publication Steps
kml_PVSite_Bgn_End
2) Spreadsheet save changes
Save As
No macros (.xlsx not .xlsm)
Title changes: Distribution
3) KML File(s)
Save survey file with Rev that matches spreadsheet
3) Supplemental docs
Collect all supplemental site maps into a zip folder
4) | Create G-Maps version of kml files